## PLNT16
eGRID2016 Plant file sequence number | Plant state abbreviation | Plant name | DOE/EIA ORIS plant or facility code | Plant operator name | Plant operator ID | Utility service territory name | Utility service territory ID | Balancing Authority Name | Balancing Authority Code | NERC region acronym | eGRID subregion acronym | eGRID subregion name | Plant associated ISO/RTO Territory | Plant FIPS state code | Plant FIPS county code | Plant county name | Plant latitude | Plant longitude | Number of boilers | Number of generators | Plant primary fuel | Plant primary coal/oil/gas/ other fossil fuel category | Flag indicating if the plant burned or generated any amount of coal | Plant capacity factor | Plant nameplate capacity (MW) | Nonbaseload Factor | Biogas/ biomass plant adjustment flag | Combined heat and power (CHP) plant adjustment flag | CHP plant useful thermal output (MMBtu) | CHP plant power to heat ratio | CHP plant electric allocation factor | Plant pumped storage flag | Plant annual heat input from combustion (MMBtu) | Plant ozone season heat input from combustion (MMBtu) | Plant total annual heat input (MMBtu) | Plant total ozone season heat input (MMBtu) | Plant annual net generation (MWh) | Plant ozone season net generation (MWh) | Plant annual NOx emissions (tons) | Plant ozone season NOx emissions (tons) | Plant annual SO2 emissions (tons) | Plant annual CO2 emissions (tons) | Plant annual CH4 emissions (lbs) | Plant annual N2O emissions (lbs) | Plant annual CO2 equivalent emissions (tons) | Plant annual Hg emissions (lbs) | Plant annual NOx total output emission rate (lb/MWh) | Plant ozone season NOx total output emission rate (lb/MWh) | Plant annual SO2 total output emission rate (lb/MWh) | Plant annual CO2 total output emission rate (lb/MWh) | Plant annual CH4 total output emission rate (lb/MWh) | Plant annual N2O total output emission rate (lb/MWh) | Plant annual CO2 equivalent total output emission rate (lb/MWh) | Plant annual Hg total output emission rate (lb/MWh) | Plant annual NOx input emission rate (lb/MMBtu) | Plant ozone season NOx input emission rate (lb/MMBtu) | Plant annual SO2 input emission rate (lb/MMBtu) | Plant annual CO2 input emission rate (lb/MMBtu) | Plant annual Hg input emission rate (lb/MMBtu) | Plant annual NOx combustion output emission rate (lb/MWh) | Plant ozone season NOx combustion output emission rate (lb/MWh) | Plant annual SO2 combustion output emission rate (lb/MWh) | Plant annual CO2 combustion output emission rate (lb/MWh) | Plant annual CH4 combustion output emission rate (lb/MWh) | Plant annual N2O combustion output emission rate (lb/MWh) | Plant annual Hg combustion output emission rate (lb/MWh) | Plant unadjusted annual NOx emissions (tons) | Plant unadjusted ozone season NOx emissions (tons) | Plant unadjusted annual SO2 emissions (tons) | Plant unadjusted annual CO2 emissions (tons) | Plant unadjusted annual CH4 emissions (lbs) | Plant unadjusted annual N2O emissions (lbs) | Plant unadjusted annual Hg emissions (lbs) | Plant unadjusted annual heat input from combustion (MMBtu) | Plant unadjusted ozone season heat input from combustion (MMBtu) | Plant unadjusted total annual heat input (MMBtu) | Plant unadjusted total ozone season heat input (MMBtu) | Plant unadjusted annual NOx emissions source | Plant unadjusted ozone season NOx emissions source | Plant unadjusted annual SO2 emissions source | Plant unadjusted annual CO2 emissions source | Plant unadjusted annual CH4 emissions source | Plant unadjusted annual N2O emissions source | Plant unadjusted annual Hg emissions source | Annual heat input source | Ozone season heat input source | Plant nominal heat rate (Btu/kWh) | Plant annual coal net generation (MWh) | Plant annual oil net generation (MWh) | Plant annual gas net generation (MWh) | Plant annual nuclear net generation (MWh) | Plant annual hydro net generation (MWh) | Plant annual biomass net generation (MWh) | Plant annual wind net generation (MWh) | Plant annual solar net generation (MWh) | Plant annual geothermal net generation (MWh) | Plant annual other fossil net generation (MWh) | Plant annual other unknown/ purchased fuel net generation (MWh) | Plant annual total nonrenewables net generation (MWh) | Plant annual total renewables net generation (MWh) | Plant annual total nonhydro renewables net generation (MWh) | Plant annual total combustion net generation (MWh) | Plant annual total noncombustion net generation (MWh) | Plant coal generation percent (resource mix) | Plant oil generation percent (resource mix) | Plant gas generation percent (resource mix) | Plant nuclear generation percent (resource mix) | Plant hydro generation percent (resource mix) | Plant biomass generation percent (resource mix) | Plant wind generation percent (resource mix) | Plant solar generation percent (resource mix) | Plant geothermal generation percent (resource mix) | Plant other fossil generation percent (resource mix) | Plant other unknown / purchased fuel generation percent (resource mix) | Plant total nonrenewables generation percent (resource mix) | Plant total renewables generation percent (resource mix) | Plant total nonhydro renewables generation percent (resource mix) | Plant total combustion generation percent (resource mix) | Plant total noncombustion generation percent (resource mix)
391 | AZ | Palo Verde | 6008 | Salt River Project | 16572 | Arizona Public Service Co | 803 | Salt River Project | SRP | WECC | AZNM | WECC Southwest |  | 04 | 013 | Maricopa | 33.3881 | -112.8617 | 3 |  | NUC | NUCLEAR |  | 0.87801 | 4209.6 | [9 empty] | 338620047 | 141974402 | 32377476.999 | 13575017.001 |  |  |  | 0 | 0 | 0 | 0 | -- |  |  |  | 0 | 0 | 0 | 0 | -- |  |  |  |  | -- | [6 empty] | -- |  |  |  | 0 | 0 | 0 | -- | 0 | 0 | 338620047 | 141974402 |  |  |  | EIA | EIA | EIA | n/a | EIA | EIA |  | 0 | 0 | 0 | 32377477 | 0 | 0 | 0 | 0 | 0 | 0 | 0 | 32377477 | 0 | 0 | 0 | 32377477 | 0 | 0 | 0 | 100 | 0 | 0 | 0 | 0 | 0 | 0 | 0 | 100 | 0 | 0 | 0 | 100
165 | AL | Browns Ferry | 46 | Tennessee Valley Authority | 18642 | Tennessee Valley Authority | 18642 | Tennessee Valley Authority | TVA | SERC | SRTV | SERC Tennessee Valley |  | 01 | 083 | Limestone | 34.7042 | -87.1189 | 3 |  | NUC | NUCLEAR |  | 0.85648 | 3494 | [9 empty] | 274165798 | 120407612 | 26214623 | 11512888 |  |  |  | 0 | 0 | 0 | 0 | -- |  |  |  | 0 | 0 | 0 | 0 | -- |  |  |  |  | -- | [6 empty] | -- |  |  |  | 0 | 0 | 0 | -- | 0 | 0 | 274165798 | 120407612 |  |  |  | EIA | EIA | EIA | n/a | EIA | EIA |  | 0 | 0 | 0 | 26214623 | 0 | 0 | 0 | 0 | 0 | 0 | 0 | 26214623 | 0 | 0 | 0 | 26214623 | 0 | 0 | 0 | 100 | 0 | 0 | 0 | 0 | 0 | 0 | 0 | 100 | 0 | 0 | 0 | 100
7967 | PA | Peach Bottom | 3166 | PECO Energy Co | 14940 | Exelon Nuclear | 55951 | PJM Interconnection, LLC | PJM | RFC | RFCE | RFC East | PJM | 42 | 133 | York | 39.7589 | -76.2687 | 2 |  | NUC | NUCLEAR |  | 0.89679 | 2784.6 | [9 empty] | 228784375 | 95418266 | 21875435 | 9123508 |  |  |  | 0 | 0 | 0 | 0 | -- |  |  |  | 0 | 0 | 0 | 0 | -- |  |  |  |  | -- | [6 empty] | -- |  |  |  | 0 | 0 | 0 | -- | 0 | 0 | 228784375 | 95418266 |  |  |  | EIA | EIA | EIA | n/a | EIA | EIA |  | 0 | 0 | 0 | 21875435 | 0 | 0 | 0 | 0 | 0 | 0 | 0 | 21875435 | 0 | 0 | 0 | 21875435 | 0 | 0 | 0 | 100 | 0 | 0 | 0 | 0 | 0 | 0 | 0 | 100 | 0 | 0 | 0 | 100
8765 | TX | South Texas Project | 6251 | Austin Energy | 1015 | STP Nuclear Operating Co | 21535 | Electric Reliability Council of Texas, Inc. | ERCO | TRE | ERCT | ERCOT All | ERCOT | 48 | 321 | Matagorda | 28.795 | -96.0481 | 2 |  | NUC | NUCLEAR |  | 0.91432 | 2708.6 | [9 empty] | 226889998 | 97967859 | 21694303 | 9367290 |  |  |  | 0 | 0 | 0 | 0 | -- |  |  |  | 0 | 0 | 0 | 0 | -- |  |  |  |  | -- | [6 empty] | -- |  |  |  | 0 | 0 | 0 | -- | 0 | 0 | 226889998 | 97967859 |  |  |  | EIA | EIA | EIA | n/a | EIA | EIA |  | 0 | 0 | 0 | 21694303 | 0 | 0 | 0 | 0 | 0 | 0 | 0 | 21694303 | 0 | 0 | 0 | 21694303 | 0 | 0 | 0 | 100 | 0 | 0 | 0 | 0 | 0 | 0 | 0 | 100 | 0 | 0 | 0 | 100
8158 | SC | Oconee | 3265 | Duke Energy Carolinas, LLC | 5416 | Duke Energy Carolinas, LLC | 5416 | Duke Energy Carolinas | DUK | SERC | SRVC | SERC Virginia/Carolina |  | 45 | 073 | Oconee | 34.7939 | -82.8986 | 3 |  | NUC | NUCLEAR |  | 0.90654 | 2666.7 | [9 empty] | 221480862 | 94931328 | 21177103.001 | 9076948.999 |  |  |  | 0 | 0 | 0 | 0 | -- |  |  |  | 0 | 0 | 0 | 0 | -- |  |  |  |  | -- | [6 empty] | -- |  |  |  | 0 | 0 | 0 | -- | 0 | 0 | 221480862 | 94931328 |  |  |  | EIA | EIA | EIA | n/a | EIA | EIA |  | 0 | 0 | 0 | 21177103 | 0 | 0 | 0 | 0 | 0 | 0 | 0 | 21177103 | 0 | 0 | 0 | 21177103 | 0 | 0 | 0 | 100 | 0 | 0 | 0 | 0 | 0 | 0 | 0 | 100 | 0 | 0 | 0 | 100
2481 | FL | Turkey Point | 621 | Florida Power & Light Co | 6452 | Florida Power & Light Co | 6452 | Florida Power & Light Company | FPL | FRCC | FRCC | FRCC All |  | 12 | 086 | Miami Dade | 25.4356 | -80.3308 | 5 | 1 | NUC | NUCLEAR |  | 0.63635 | 3678.7 | [7 empty] | 48720505.566 | 22966196.004 | 192351983.566 | 84814153.004 | 20506630 | 9080961 | 682.056 | 424.364 | 529.287 | 2955200.034 | 116931.15 | 12701.461 | 2958396.537 | -- | 0.067 | 0.093 | 0.052 | 288.219 | 0.006 | 0.001 | 288.531 | -- | 0.028 | 0.037 | 0.022 | 121.312 | -- | 0.201 | 0.283 | 0.156 | 872.619 | 0.017 | 0.002 | -- | 682.056 | 424.364 | 529.287 | 2955200.034 | 116931.15 | 12701.461 | -- | 48720505.566 | 22966196.004 | 192351983.566 | 84814153.004 | EPA/CAMD | EPA/CAMD | EPA/CAMD | EPA/CAMD; EIA | EIA | EIA | n/a | EPA/CAMD; EIA | EPA/CAMD; EIA | 7193.1615 | 0 | 131608.386 | 6641561.6 | 13733460 | 0 | 0 | 0 | 0 | 0 | 0 | 0 | 20506629.986 | 0 | 0 | 6773169.986 | 13733460 | 0 | 0.64178 | 32.3874 | 66.9708 | 0 | 0 | 0 | 0 | 0 | 0 | 0 | 100 | 0 | 0 | 33.0292 | 66.9708
8419 | TX | Comanche Peak | 6145 | Oncor Electric Delivery Company LLC | 44372 | Luminant Generation Company LLC | 55983 | Electric Reliability Council of Texas, Inc. | ERCO | TRE | ERCT | ERCOT All | ERCOT | 48 | 425 | Somervell | 32.2984 | -97.7855 | 2 |  | NUC | NUCLEAR |  | 0.95764 | 2430 | [9 empty] | 213198134 | 83042327 | 20385142 | 7940171 |  |  |  | 0 | 0 | 0 | 0 | -- |  |  |  | 0 | 0 | 0 | 0 | -- |  |  |  |  | -- | [6 empty] | -- |  |  |  | 0 | 0 | 0 | -- | 0 | 0 | 213198134 | 83042327 |  |  |  | EIA | EIA | EIA | n/a | EIA | EIA |  | 0 | 0 | 0 | 20385142 | 0 | 0 | 0 | 0 | 0 | 0 | 0 | 20385142 | 0 | 0 | 0 | 20385142 | 0 | 0 | 0 | 100 | 0 | 0 | 0 | 0 | 0 | 0 | 0 | 100 | 0 | 0 | 0 | 100
2490 | FL | West County Energy Center | 56407 | Florida Power & Light Co | 6452 | Florida Power & Light Co | 6452 | Florida Power & Light Company | FPL | FRCC | FRCC | FRCC All |  | 12 | 099 | Palm Beach | 26.6986 | -80.3747 | 9 |  | NG | GAS |  | 0.54353 | 4263 | 0.42745 | [6 empty] | 139820266.919 | 62182972.56 | 139820266.919 | 62182972.56 | 20297460 | 9140947 | 574.061 | 244.656 | 42.051 | 8314335.733 | 321062.217 | 32255.477 | 8322706.485 | -- | 0.057 | 0.054 | 0.004 | 819.249 | 0.016 | 0.002 | 820.074 | -- | 0.008 | 0.008 | 0.001 | 118.929 | -- | 0.057 | 0.054 | 0.004 | 819.249 | 0.016 | 0.002 | -- | 574.061 | 244.656 | 42.051 | 8314335.733 | 321062.217 | 32255.477 | -- | 139820266.919 | 62182972.56 | 139820266.919 | 62182972.56 | EPA/CAMD | EPA/CAMD | EPA/CAMD | EPA/CAMD | EIA | EIA | n/a | EPA/CAMD | EPA/CAMD | 6888.5598 | 0 | 31439.407 | 20266020.6 | 0 | 0 | 0 | 0 | 0 | 0 | 0 | 0 | 20297460.007 | 0 | 0 | 20297460.007 | 0 | 0 | 0.15489 | 99.8451 | 0 | 0 | 0 | 0 | 0 | 0 | 0 | 0 | 100 | 0 | 0 | 100 | 0
5786 | NC | McGuire | 6038 | Duke Energy Carolinas, LLC | 5416 | Duke Energy Carolinas, LLC | 5416 | Duke Energy Carolinas | DUK | SERC | SRVC | SERC Virginia/Carolina |  | 37 | 119 | Mecklenburg | 35.4331 | -80.9486 | 2 |  | NUC | NUCLEAR |  | 0.93006 | 2440.6 | [9 empty] | 207959960 | 89841391 | 19884289 | 8590270 |  |  |  | 0 | 0 | 0 | 0 | -- |  |  |  | 0 | 0 | 0 | 0 | -- |  |  |  |  | -- | [6 empty] | -- |  |  |  | 0 | 0 | 0 | -- | 0 | 0 | 207959960 | 89841391 |  |  |  | EIA | EIA | EIA | n/a | EIA | EIA |  | 0 | 0 | 0 | 19884289 | 0 | 0 | 0 | 0 | 0 | 0 | 0 | 19884289 | 0 | 0 | 0 | 19884289 | 0 | 0 | 0 | 100 | 0 | 0 | 0 | 0 | 0 | 0 | 0 | 100 | 0 | 0 | 0 | 100
2662 | GA | Vogtle | 649 | Georgia Power Co | 7140 | Georgia Power Co | 7140 | Southern Company Services, Inc. - Trans | SOCO | SERC | SRSO | SERC South |  | 13 | 033 | Burke | 33.1427 | -81.7625 | 4 |  | NUC | NUCLEAR |  | 0.50158 | 4520 | [9 empty] | 207708328 | 88405376 | 19860229 | 8452964 |  |  |  | 0 | 0 | 0 | 0 | -- |  |  |  | 0 | 0 | 0 | 0 | -- |  |  |  |  | -- | [6 empty] | -- |  |  |  | 0 | 0 | 0 | -- | 0 | 0 | 207708328 | 88405376 |  |  |  | EIA | EIA | EIA | n/a | EIA | EIA |  | 0 | 0 | 0 | 19860229 | 0 | 0 | 0 | 0 | 0 | 0 | 0 | 19860229 | 0 | 0 | 0 | 19860229 | 0 | 0 | 0 | 100 | 0 | 0 | 0 | 0 | 0 | 0 | 0 | 100 | 0 | 0 | 0 | 100
9259 | WA | Cushman 2 | 3915 | City of Tacoma - (WA) | 18429 | City of Tacoma - (WA) | 18429 | City of Tacoma, Department of Public Utilities, Light Division | TPWR | WECC | NWPP | WECC Northwest |  | 53 | 045 | Mason | 47.3698 | -123.1603 | 0 |  | WAT | HYDRO |  | 0.43297 | 84.6 | [9 empty] | 2962308.001 | 1162338 | 320874 | 125903.001 |  |  |  | 0 | 0 | 0 | 0 | -- |  |  |  | 0 | 0 | 0 | 0 | -- |  |  |  |  | -- | [6 empty] | -- |  |  |  | 0 | 0 | 0 | -- | 0 | 0 | 2962308.001 | 1162338 |  |  |  | EIA | EIA | EIA | n/a | EIA | EIA |  | 0 | 0 | 0 | 0 | 320874 | 0 | 0 | 0 | 0 | 0 | 0 | 0 | 320874 | 0 | 0 | 320874 | 0 | 0 | 0 | 0 | 100 | 0 | 0 | 0 | 0 | 0 | 0 | 0 | 100 | 0 | 0 | 100
6706 | NM | Maddox | 2446 | Southwestern Public Service Co | 17718 | Southwestern Public Service Co | 17718 | Southwest Power Pool | SWPP | SPP | SPSO | SPP South |  | 35 | 025 | Lea | 32.7142 | -103.3015 | 1 | 1 | NG | GAS |  | 0.17269 | 212 | 1 | [6 empty] | 2903547.439 | 1719325.092 | 2903547.439 | 1719325.092 | 320707 | 173826 | 229.174 | 129.077 | 0.873 | 172554.221 | 8223.562 | 822.356 | 172768.034 | -- | 1.429 | 1.485 | 0.005 | 1076.086 | 0.026 | 0.003 | 1077.42 | -- | 0.158 | 0.15 | 0.001 | 118.858 | -- | 1.429 | 1.485 | 0.005 | 1076.086 | 0.026 | 0.003 | -- | 229.174 | 129.077 | 0.873 | 172554.221 | 8223.562 | 822.356 | -- | 2903547.439 | 1719325.092 | 2903547.439 | 1719325.092 | EPA/CAMD | EPA/CAMD | EPA/CAMD | EPA/CAMD | EIA | EIA | n/a | EPA/CAMD | EPA/CAMD | 9053.583 | 0 | 0 | 320707 | 0 | 0 | 0 | 0 | 0 | 0 | 0 | 0 | 320707 | 0 | 0 | 320707 | 0 | 0 | 0 | 100 | 0 | 0 | 0 | 0 | 0 | 0 | 0 | 0 | 100 | 0 | 0 | 100 | 0
464 | CA | AES Redondo Beach | 356 | Southern California Edison Co | 17609 | AES Redondo Beach LLC | 22484 | California Independent System Operator | CISO | WECC | CAMX | WECC California | CAISO | 06 | 037 | Los Angeles | 33.8504 | -118.395 | 4 | 4 | NG | GAS |  | 0.0278 | 1316.4 | 1 | [6 empty] | 3954540.4 | 3698620.1 | 3954540.4 | 3698620.1 | 320555 | 308285 | 235.121 | 233.09 | 1.187 | 235013.2 | 8755.966 | 875.597 | 235240.855 | -- | 1.467 | 1.512 | 0.007 | 1466.289 | 0.027 | 0.003 | 1467.71 | -- | 0.119 | 0.126 | 0.001 | 118.857 | -- | 1.467 | 1.512 | 0.007 | 1466.289 | 0.027 | 0.003 | -- | 235.121 | 233.09 | 1.187 | 235013.2 | 8755.966 | 875.597 | -- | 3954540.4 | 3698620.1 | 3954540.4 | 3698620.1 | EPA/CAMD | EPA/CAMD | EPA/CAMD | EPA/CAMD | EIA | EIA | n/a | EPA/CAMD | EPA/CAMD | 12336.5426 | 0 | 0 | 320555 | 0 | 0 | 0 | 0 | 0 | 0 | 0 | 0 | 320555 | 0 | 0 | 320555 | 0 | 0 | 0 | 100 | 0 | 0 | 0 | 0 | 0 | 0 | 0 | 0 | 100 | 0 | 0 | 100 | 0
7566 | OK | OU Spirit Wind Farm | 57286 | Oklahoma Gas & Electric Co | 14063 | Oklahoma Gas & Electric Co | 14063 | Southwest Power Pool | SWPP | SPP | SPSO | SPP South |  | 40 | 153 | Woodward | 36.3338 | -99.4801 | 0 |  | WND | WIND |  | 0.36095 | 101.2 | [9 empty] | 2954130 | 1035979 | 319988 | 112216 |  |  |  | 0 | 0 | 0 | 0 | -- |  |  |  | 0 | 0 | 0 | 0 | -- |  |  |  |  | -- | [6 empty] | -- |  |  |  | 0 | 0 | 0 | -- | 0 | 0 | 2954130 | 1035979 |  |  |  | EIA | EIA | EIA | n/a | EIA | EIA |  | 0 | 0 | 0 | 0 | 0 | 0 | 319988 | 0 | 0 | 0 | 0 | 0 | 319988 | 319988 | 0 | 319988 | 0 | 0 | 0 | 0 | 0 | 0 | 100 | 0 | 0 | 0 | 0 | 0 | 100 | 100 | 0 | 100
9448 | WI | Forward Wind Energy Center | 56942 | Wisconsin Electric Power Co | 20847 | Invenergy Services LLC | 49893 | Midcontinent Independent Transmission System Operator, Inc.. | MISO | MRO | RFCW | RFC West | MISO | 55 | 027 | Dodge | 43.6161 | -88.4969 | 0 |  | WND | WIND |  | 0.28308 | 129 | [9 empty] | 2953216 | 922009 | 319889 | 99871 |  |  |  | 0 | 0 | 0 | 0 | -- |  |  |  | 0 | 0 | 0 | 0 | -- |  |  |  |  | -- | [6 empty] | -- |  |  |  | 0 | 0 | 0 | -- | 0 | 0 | 2953216 | 922009 |  |  |  | EIA | EIA | EIA | n/a | EIA | EIA |  | 0 | 0 | 0 | 0 | 0 | 0 | 319889 | 0 | 0 | 0 | 0 | 0 | 319889 | 319889 | 0 | 319889 | 0 | 0 | 0 | 0 | 0 | 0 | 100 | 0 | 0 | 0 | 0 | 0 | 100 | 100 | 0 | 100
4483 | MI | Alpine Power Plant | 59926 | ITC Transmission | 56068 | Wolverine Power Supply Coop | 20910 | Midcontinent Independent Transmission System Operator, Inc.. | MISO | RFC | RFCM | RFC Michigan | MISO | 26 | 137 | Otsego | 45.0637 | -84.8253 | 0 |  | NG | GAS |  | 0.08046 | 453.8 | 1 | [6 empty] | 4335157 | 2955804.5 | 4335157 | 2955804.5 | 319871 | 214775 | 69.324 | 47.266 | 1.274 | 255865.1 | 7438.136 | 743.814 | 256058.492 | -- | 0.433 | 0.44 | 0.008 | 1599.802 | 0.023 | 0.002 | 1601.011 | -- | 0.032 | 0.032 | 0.001 | 118.042 | -- | 0.433 | 0.44 | 0.008 | 1599.802 | 0.023 | 0.002 | -- | 69.324 | 47.266 | 1.274 | 255865.1 | 7438.136 | 743.814 | -- | 4335157 | 2955804.5 | 4335157 | 2955804.5 | EPA/CAMD | EPA/CAMD | EPA/CAMD | EPA/CAMD | EIA | EIA | n/a | EPA/CAMD | EPA/CAMD | 13552.8291 | 0 | 0 | 319871 | 0 | 0 | 0 | 0 | 0 | 0 | 0 | 0 | 319871 | 0 | 0 | 319871 | 0 | 0 | 0 | 100 | 0 | 0 | 0 | 0 | 0 | 0 | 0 | 0 | 100 | 0 | 0 | 100 | 0
6287 | NE | Steele Flats Wind Project LLC | 58594 | Nebraska Public Power District | 13337 | Steele Flats Wind Project LLC | 58551 | Southwest Power Pool | SWPP | MRO | MROW | MRO West |  | 31 | 095 | Jefferson | 40.0489 | -96.9522 | 0 |  | WND | WIND |  | 0.48655 | 74.8 | [9 empty] | 2943254 | 1036108 | 318810 | 112230 |  |  |  | 0 | 0 | 0 | 0 | -- |  |  |  | 0 | 0 | 0 | 0 | -- |  |  |  |  | -- | [6 empty] | -- |  |  |  | 0 | 0 | 0 | -- | 0 | 0 | 2943254 | 1036108 |  |  |  | EIA | EIA | EIA | n/a | EIA | EIA |  | 0 | 0 | 0 | 0 | 0 | 0 | 318810 | 0 | 0 | 0 | 0 | 0 | 318810 | 318810 | 0 | 318810 | 0 | 0 | 0 | 0 | 0 | 0 | 100 | 0 | 0 | 0 | 0 | 0 | 100 | 100 | 0 | 100
6819 | NV | Reid Gardner | 2324 | Nevada Power Co | 13407 | Nevada Power Co | 13407 | Nevada Power Company | NEVP | WECC | AZNM | WECC Southwest |  | 32 | 003 | Clark | 36.6573 | -114.6333 | 4 | 1 | BIT | COAL | Yes | 0.05704 | 636.8 | 1 | [6 empty] | 4320964.545 | 4056018.499 | 4320964.545 | 4056018.499 | 318172 | 307326 | 423.235 | 394.278 | 231.558 | 453182.661 | 94031.01 | 13674.901 | 456289.596 | -- | 2.66 | 2.566 | 1.456 | 2848.665 | 0.296 | 0.043 | 2868.195 | -- | 0.196 | 0.194 | 0.107 | 209.76 | -- | 2.66 | 2.566 | 1.456 | 2848.665 | 0.296 | 0.043 | -- | 423.235 | 394.278 | 231.558 | 453182.661 | 94031.01 | 13674.901 | -- | 4320964.545 | 4056018.499 | 4320964.545 | 4056018.499 | EPA/CAMD | EPA/CAMD | EPA/CAMD | EPA/CAMD | EIA | EIA | n/a | EPA/CAMD | EPA/CAMD | 13580.5935 | 316516.77 | 0 | 1655.227 | 0 | 0 | 0 | 0 | 0 | 0 | 0 | 0 | 318171.997 | 0 | 0 | 318171.997 | 0 | 99.4798 | 0 | 0.52023 | 0 | 0 | 0 | 0 | 0 | 0 | 0 | 0 | 100 | 0 | 0 | 100 | 0
4962 | MN | Northshore Mining Silver Bay Power | 10849 | ALLETE, Inc. | 12647 | Cleveland Cliffs Inc | 3807 | Midcontinent Independent Transmission System Operator, Inc.. | MISO | MRO | MROW | MRO West | MISO | 27 | 075 | Lake | 47.2866 | -91.2605 | 2 |  | SUB | COAL | Yes | 0.27561 | 131.6 | 0.87399 |  | Yes | 1047032 | 1.036 | 0.57999 |  | 2648129.567 | 1190374.7141 | 2648129.567 | 1190374.714 | 317726 | 151081 | 630.375 | 316.629 | 484.607 | 283207.428 | 47512.069 | 6844.263 | 284767.166 | -- | 3.968 | 4.192 | 3.05 | 1782.715 | 0.15 | 0.022 | 1792.533 | -- | 0.476 | 0.532 | 0.366 | 213.892 | -- | 3.968 | 4.192 | 3.05 | 1782.715 | 0.15 | 0.022 | -- | 1086.865 | 545.918 | 835.538 | 488293.806 | 81918.222 | 11800.578 | -- | 4565788.665 | 2052391.788 | 4565788.665 | 2052391.788 | EPA/CAMD | EPA/CAMD | EPA/CAMD | EIA | EIA | EIA | n/a | EPA/CAMD | EPA/CAMD | 8334.6329 | 242121.88 | 67.58 | 75536.54 | 0 | 0 | 0 | 0 | 0 | 0 | 0 | 0 | 317726 | 0 | 0 | 317726 | 0 | 76.2046 | 0.02127 | 23.7741 | 0 | 0 | 0 | 0 | 0 | 0 | 0 | 0 | 100 | 0 | 0 | 100 | 0
8272 | TN | Douglas Dam | 3400 | Tennessee Valley Authority | 18642 | Tennessee Valley Authority | 18642 | Tennessee Valley Authority | TVA | SERC | SRTV | SERC Tennessee Valley |  | 47 | 155 | Sevier | 35.9623 | -83.5393 | 0 |  | WAT | HYDRO |  | 0.24041 | 150.8 | [9 empty] | 2931925.999 | 998930.001 | 317583 | 108203 |  |  |  | 0 | 0 | 0 | 0 | -- |  |  |  | 0 | 0 | 0 | 0 | -- |  |  |  |  | -- | [6 empty] | -- |  |  |  | 0 | 0 | 0 | -- | 0 | 0 | 2931925.999 | 998930.001 |  |  |  | EIA | EIA | EIA | n/a | EIA | EIA |  | 0 | 0 | 0 | 0 | 317583 | 0 | 0 | 0 | 0 | 0 | 0 | 0 | 317583 | 0 | 0 | 317583 | 0 | 0 | 0 | 0 | 100 | 0 | 0 | 0 | 0 | 0 | 0 | 0 | 100 | 0 | 0 | 100
5522 | NC | CPI USA North Carolina Roxboro | 10379 | Duke Energy Progress - (NC) | 3046 | CPI USA NC Roxboro LLC | 58210 | Progress Energy Carolinas - EAST | CPLE | SERC | SRVC | SERC Virginia/Carolina |  | 37 | 145 | Person | 36.435 | -78.9619 | 3 |  | WDS | BIOMASS | Yes | 0.537 | 67.5 | 0.43833 | Yes | Yes | 0 |  | 1 |  | 4329922.596 | 1896268.297 | 4329922.596 | 1896268.297 | 317531 | 138873 | 441.428 | 194.019 | 2315.287 | 229582.252 | 295787.016 | 39009.494 | 238734.487 | -- | 2.78 | 2.794 | 14.583 | 1446.046 | 0.932 | 0.123 | 1503.692 | -- | 0.204 | 0.205 | 1.069 | 106.045 | -- | 2.78 | 2.794 | 14.583 | 1446.046 | 0.932 | 0.123 | -- | 441.428 | 194.019 | 2315.287 | 447700.016 | 295787.016 | 39009.494 | -- | 4329922.596 | 1896268.297 | 4329922.596 | 1896268.297 | EPA/CAMD | EPA/CAMD | EPA/CAMD | EIA | EIA | EIA | n/a | EPA/CAMD | EPA/CAMD | 13636.2202 | 38052.447 | 0 | 0 | 0 | 0 | 147202.26 | 0 | 0 | 0 | 132276.29 | 0 | 170328.737 | 147202.26 | 147202.26 | 317530.997 | 0 | 11.9839 | 0 | 0 | 0 | 0 | 46.3584 | 0 | 0 | 0 | 41.6578 | 0 | 53.6416 | 46.3584 | 46.3584 | 100 | 0
3773 | KY | Ohio Falls | 1365 | Louisville Gas & Electric Co | 11249 | Louisville Gas & Electric Co | 11249 | LG&E and KU Services Company as agent for Louisville Gas and Electric Company and Kentucky Utilities | LGEE | SERC | SRTV | SERC Tennessee Valley |  | 21 | 111 | Jefferson | 38.2832 | -85.7792 | 0 |  | WAT | HYDRO |  | 0.34468 | 104.8 | [9 empty] | 2921345.998 | 1214018.001 | 316436.998 | 131500.998 |  |  |  | 0 | 0 | 0 | 0 | -- |  |  |  | 0 | 0 | 0 | 0 | -- |  |  |  |  | -- | [6 empty] | -- |  |  |  | 0 | 0 | 0 | -- | 0 | 0 | 2921345.998 | 1214018.001 |  |  |  | EIA | EIA | EIA | n/a | EIA | EIA |  | 0 | 0 | 0 | 0 | 316437 | 0 | 0 | 0 | 0 | 0 | 0 | 0 | 316437 | 0 | 0 | 316437 | 0 | 0 | 0 | 0 | 100 | 0 | 0 | 0 | 0 | 0 | 0 | 0 | 100 | 0 | 0 | 100
9669 | WY | High Plains | 57040 | PacifiCorp | 14354 | PacifiCorp | 14354 | PacifiCorp - East | PACE | WECC | NWPP | WECC Northwest |  | 56 | 001 | Albany | 41.6751 | -106.0111 | 0 |  | WND | WIND |  | 0.36458 | 99 | [9 empty] | 2918928 | 811780 | 316175 | 87931 |  |  |  | 0 | 0 | 0 | 0 | -- |  |  |  | 0 | 0 | 0 | 0 | -- |  |  |  |  | -- | [6 empty] | -- |  |  |  | 0 | 0 | 0 | -- | 0 | 0 | 2918928 | 811780 |  |  |  | EIA | EIA | EIA | n/a | EIA | EIA |  | 0 | 0 | 0 | 0 | 0 | 0 | 316175 | 0 | 0 | 0 | 0 | 0 | 316175 | 316175 | 0 | 316175 | 0 | 0 | 0 | 0 | 0 | 0 | 100 | 0 | 0 | 0 | 0 | 0 | 100 | 100 | 0 | 100
4428 | ME | Oakfield Wind Project | 57002 | Emera Maine | 1179 | Novatus Energy | 60453 | ISO New England Inc. | ISNE | NPCC | NEWE | NPCC New England | ISONE | 23 | 003 | Aroostook | 46.0581 | -68.1472 | 0 |  | WND | WIND |  | 0.24386 | 148 | [9 empty] | 2918809 | 1114035 | 316162 | 120671 |  |  |  | 0 | 0 | 0 | 0 | -- |  |  |  | 0 | 0 | 0 | 0 | -- |  |  |  |  | -- | [6 empty] | -- |  |  |  | 0 | 0 | 0 | -- | 0 | 0 | 2918809 | 1114035 |  |  |  | EIA | EIA | EIA | n/a | EIA | EIA |  | 0 | 0 | 0 | 0 | 0 | 0 | 316162 | 0 | 0 | 0 | 0 | 0 | 316162 | 316162 | 0 | 316162 | 0 | 0 | 0 | 0 | 0 | 0 | 100 | 0 | 0 | 0 | 0 | 0 | 100 | 100 | 0 | 100
5140 | MO | Farmers City Wind LLC | 56767 | MidAmerican Energy Co | 12341 | Avangrid Renewables LLC | 15399 | Midcontinent Independent Transmission System Operator, Inc.. | MISO | SERC | MROW | MRO West | MISO | 29 | 005 | Atchison | 40.575 | -95.5228 | 0 |  | WND | WIND |  | 0.24682 | 146 | [9 empty] | 2914349 | 941710 | 315679 | 102005 |  |  |  | 0 | 0 | 0 | 0 | -- |  |  |  | 0 | 0 | 0 | 0 | -- |  |  |  |  | -- | [6 empty] | -- |  |  |  | 0 | 0 | 0 | -- | 0 | 0 | 2914349 | 941710 |  |  |  | EIA | EIA | EIA | n/a | EIA | EIA |  | 0 | 0 | 0 | 0 | 0 | 0 | 315679 | 0 | 0 | 0 | 0 | 0 | 315679 | 315679 | 0 | 315679 | 0 | 0 | 0 | 0 | 0 | 0 | 100 | 0 | 0 | 0 | 0 | 0 | 100 | 100 | 0 | 100
1041 | CA | Imperial Solar Energy Center West | 57491 | San Diego Gas & Electric Co | 16609 | CSOLAR IV West LLC | 57260 | California Independent System Operator | CISO | WECC | CAMX | WECC California | CAISO | 06 | 025 | Imperial | 32.7722 | -115.7793 | 0 |  | SUN | SOLAR |  | 0.24202 | 148.7 | [9 empty] | 2910434 | 1965160 | 315255 | 212864 |  |  |  | 0 | 0 | 0 | 0 | -- |  |  |  | 0 | 0 | 0 | 0 | -- |  |  |  |  | -- | [6 empty] | -- |  |  |  | 0 | 0 | 0 | -- | 0 | 0 | 2910434 | 1965160 |  |  |  | EIA | EIA | EIA | n/a | EIA | EIA |  | 0 | 0 | 0 | 0 | 0 | 0 | 0 | 315255 | 0 | 0 | 0 | 0 | 315255 | 315255 | 0 | 315255 | 0 | 0 | 0 | 0 | 0 | 0 | 0 | 100 | 0 | 0 | 0 | 0 | 100 | 100 | 0 | 100
4238 | MA | Wheelabrator Millbury Facility | 50878 | Massachusetts Electric Co | 11804 | Wheelabrator Environmental Systems | 20541 | ISO New England Inc. | ISNE | NPCC | NEWE | NPCC New England | ISONE | 25 | 027 | Worcester | 42.2214 | -71.7669 | 2 | 2 | MSW | BIOMASS |  | 0.75541 | 47.6 | 0.074316 | Yes | [5 empty] | 4824188.897 | 2019047.801 | 4824188.897 | 2019047.801 | 314988 | 133447 | 820.112 | 343.238 | 55.174 | 236332.585 | 340339.054 | 44669.501 | 246829.918 | -- | 5.207 | 5.144 | 0.35 | 1500.582 | 1.08 | 0.142 | 1567.234 | -- | 0.34 | 0.34 | 0.023 | 97.978 | -- | 5.207 | 5.144 | 0.35 | 1500.582 | 1.08 | 0.142 | -- | 820.112 | 343.238 | 55.174 | 482320.511 | 340339.054 | 44669.501 | -- | 4824188.897 | 2019047.801 | 4824188.897 | 2019047.801 | EIA | EIA | EIA | EIA | EIA | EIA | n/a | EIA | EIA | 15315.4688 | 0 | 0 | 0 | 0 | 0 | 314988 | 0 | 0 | 0 | 0 | 0 | 0 | 314988 | 314988 | 314988 | 0 | 0 | 0 | 0 | 0 | 0 | 100 | 0 | 0 | 0 | 0 | 0 | 0 | 100 | 100 | 100 | 0
1274 | CA | Mustang Hills LLC | 57833 | Southern California Edison Co | 17609 | Everpower Wind Holdings Inc | 58672 | California Independent System Operator | CISO | WECC | CAMX | WECC California | CAISO | 06 | 029 | Kern | 35.0309 | -118.2932 | 0 |  | WND | WIND |  | 0.23941 | 150 | [9 empty] | 2904269 | 1493369 | 314587 | 161760 |  |  |  | 0 | 0 | 0 | 0 | -- |  |  |  | 0 | 0 | 0 | 0 | -- |  |  |  |  | -- | [6 empty] | -- |  |  |  | 0 | 0 | 0 | -- | 0 | 0 | 2904269 | 1493369 |  |  |  | EIA | EIA | EIA | n/a | EIA | EIA |  | 0 | 0 | 0 | 0 | 0 | 0 | 314587 | 0 | 0 | 0 | 0 | 0 | 314587 | 314587 | 0 | 314587 | 0 | 0 | 0 | 0 | 0 | 0 | 100 | 0 | 0 | 0 | 0 | 0 | 100 | 100 | 0 | 100
1027 | CA | High Winds LLC | 56075 | Pacific Gas & Electric Co | 14328 | FPLE High Winds, LLC | 8565 | California Independent System Operator | CISO | WECC | CAMX | WECC California | CAISO | 06 | 095 | Solano | 38.1381 | -121.8053 | 0 |  | WND | WIND |  | 0.22146 | 162 | [9 empty] | 2901396 | 2097068 | 314276 | 227152 |  |  |  | 0 | 0 | 0 | 0 | -- |  |  |  | 0 | 0 | 0 | 0 | -- |  |  |  |  | -- | [6 empty] | -- |  |  |  | 0 | 0 | 0 | -- | 0 | 0 | 2901396 | 2097068 |  |  |  | EIA | EIA | EIA | n/a | EIA | EIA |  | 0 | 0 | 0 | 0 | 0 | 0 | 314276 | 0 | 0 | 0 | 0 | 0 | 314276 | 314276 | 0 | 314276 | 0 | 0 | 0 | 0 | 0 | 0 | 100 | 0 | 0 | 0 | 0 | 0 | 100 | 100 | 0 | 100
1401 | CA | Pit 6 | 269 | Pacific Gas & Electric Co | 14328 | Pacific Gas & Electric Co | 14328 | California Independent System Operator | CISO | WECC | CAMX | WECC California | CAISO | 06 | 089 | Shasta | 40.9226 | -121.9929 | 0 |  | WAT | HYDRO |  | 0.45199 | 79.2 | [9 empty] | 2895054 | 1512491 | 313589 | 163831 |  |  |  | 0 | 0 | 0 | 0 | -- |  |  |  | 0 | 0 | 0 | 0 | -- |  |  |  |  | -- | [6 empty] | -- |  |  |  | 0 | 0 | 0 | -- | 0 | 0 | 2895054 | 1512491 |  |  |  | EIA | EIA | EIA | n/a | EIA | EIA |  | 0 | 0 | 0 | 0 | 313589 | 0 | 0 | 0 | 0 | 0 | 0 | 0 | 313589 | 0 | 0 | 313589 | 0 | 0 | 0 | 0 | 100 | 0 | 0 | 0 | 0 | 0 | 0 | 0 | 100 | 0 | 0 | 100
2352 | FL | Greenland Energy Center | 56799 | JEA | 9617 | JEA | 9617 | JEA | JEA | FRCC | FRCC | FRCC All |  | 12 | 031 | Duval | 30.1591 | -81.5184 | 2 |  | NG | GAS |  | 0.0586 | 610.8 | 1 | [6 empty] | 3460886.539 | 1339758.282 | 3460886.539 | 1339758.282 | 313562 | 122226 | 47.065 | 19.019 | 1.039 | 205675.797 | 7713.3 | 771.33 | 205876.343 | -- | 0.3 | 0.311 | 0.007 | 1311.867 | 0.025 | 0.002 | 1313.146 | -- | 0.027 | 0.028 | 0.001 | 118.857 | -- | 0.3 | 0.311 | 0.007 | 1311.867 | 0.025 | 0.002 | -- | 47.065 | 19.019 | 1.039 | 205675.797 | 7713.3 | 771.33 | -- | 3460886.539 | 1339758.282 | 3460886.539 | 1339758.282 | EPA/CAMD | EPA/CAMD | EPA/CAMD | EPA/CAMD | EIA | EIA | n/a | EPA/CAMD | EPA/CAMD | 11037.3277 | 0 | 0 | 313562 | 0 | 0 | 0 | 0 | 0 | 0 | 0 | 0 | 313562 | 0 | 0 | 313562 | 0 | 0 | 0 | 100 | 0 | 0 | 0 | 0 | 0 | 0 | 0 | 0 | 100 | 0 | 0 | 100 | 0
5309 | MT | Colstrip Energy Limited Partnership | 10784 | NorthWestern Energy LLC - (MT) | 12825 | Colstrip Energy LP | 4217 | NorthWestern Energy (NWMT) | NWMT | WECC | NWPP | WECC Northwest |  | 30 | 087 | Rosebud | 45.9752 | -106.6547 | 1 |  | WC | COAL | Yes | 0.7751 | 46.1 | 0.041501 | [6 empty] | 4449456 | 1684136 | 4449456 | 1684136 | 313013 | 118564 |  |  | 5205.126 | 468478.67 | 10357.75 | 15519.971 | 470993.022 | -- |  |  | 33.258 | 2993.35 | 0.033 | 0.05 | 3009.415 | -- |  |  | 2.34 | 210.578 | -- |  |  | 33.258 | 2993.35 | 0.033 | 0.05 | -- |  |  | 5205.126 | 468478.67 | 10357.75 | 15519.971 | -- | 4449456 | 1684136 | 4449456 | 1684136 |  |  | EIA | EIA | EIA | EIA | n/a | EIA | EIA | 14214.9242 | 312879.94 | 133.056 | 0 | 0 | 0 | 0 | 0 | 0 | 0 | 0 | 0 | 313012.996 | 0 | 0 | 313012.996 | 0 | 99.9575 | 0.042508 | 0 | 0 | 0 | 0 | 0 | 0 | 0 | 0 | 0 | 100 | 0 | 0 | 100 | 0
4702 | MI | Tuscola Wind II LLC | 58587 | Michigan Electric Transmission Company | 56163 | Tuscola Wind II LLC | 58545 | Midcontinent Independent Transmission System Operator, Inc.. | MISO | RFC | RFCM | RFC Michigan | MISO | 26 | 157 | Tuscola | 43.5269 | -83.5669 | 0 |  | WND | WIND |  | 0.35592 | 100.3 | [9 empty] | 2887070 | 853582 | 312724 | 92459 |  |  |  | 0 | 0 | 0 | 0 | -- |  |  |  | 0 | 0 | 0 | 0 | -- |  |  |  |  | -- | [6 empty] | -- |  |  |  | 0 | 0 | 0 | -- | 0 | 0 | 2887070 | 853582 |  |  |  | EIA | EIA | EIA | n/a | EIA | EIA |  | 0 | 0 | 0 | 0 | 0 | 0 | 312724 | 0 | 0 | 0 | 0 | 0 | 312724 | 312724 | 0 | 312724 | 0 | 0 | 0 | 0 | 0 | 0 | 100 | 0 | 0 | 0 | 0 | 0 | 100 | 100 | 0 | 100
6205 | NE | Broken Bow Wind LLC | 57593 | Nebraska Public Power District | 13337 | NRG Energy Gas & Wind Holdings Inc | 59883 | Southwest Power Pool | SWPP | SPP | MROW | MRO West |  | 31 | 041 | Custer | 41.4547 | -99.5681 | 0 |  | WND | WIND |  | 0.44616 | 79.9 | [9 empty] | 2882932 | 947277 | 312276 | 102608 |  |  |  | 0 | 0 | 0 | 0 | -- |  |  |  | 0 | 0 | 0 | 0 | -- |  |  |  |  | -- | [6 empty] | -- |  |  |  | 0 | 0 | 0 | -- | 0 | 0 | 2882932 | 947277 |  |  |  | EIA | EIA | EIA | n/a | EIA | EIA |  | 0 | 0 | 0 | 0 | 0 | 0 | 312276 | 0 | 0 | 0 | 0 | 0 | 312276 | 312276 | 0 | 312276 | 0 | 0 | 0 | 0 | 0 | 0 | 100 | 0 | 0 | 0 | 0 | 0 | 100 | 100 | 0 | 100
4848 | MN | Grand Meadow | 56994 | Great River Energy | 7570 | Northern States Power Co - Minnesota | 13781 | Midcontinent Independent Transmission System Operator, Inc.. | MISO | MRO | MROW | MRO West | MISO | 27 | 099 | Mower | 43.7189 | -92.705 | 0 |  | WND | WIND |  | 0.35421 | 100.5 | [9 empty] | 2878935 | 868556 | 311843 | 94081 |  |  |  | 0 | 0 | 0 | 0 | -- |  |  |  | 0 | 0 | 0 | 0 | -- |  |  |  |  | -- | [6 empty] | -- |  |  |  | 0 | 0 | 0 | -- | 0 | 0 | 2878935 | 868556 |  |  |  | EIA | EIA | EIA | n/a | EIA | EIA |  | 0 | 0 | 0 | 0 | 0 | 0 | 311843 | 0 | 0 | 0 | 0 | 0 | 311843 | 311843 | 0 | 311843 | 0 | 0 | 0 | 0 | 0 | 0 | 100 | 0 | 0 | 0 | 0 | 0 | 100 | 100 | 0 | 100
4694 | MI | T B Simon Power Plant | 10328 | Consumers Energy Co | 4254 | Michigan State University | 12436 | Midcontinent Independent Transmission System Operator, Inc.. | MISO | RFC | RFCM | RFC Michigan | MISO | 26 | 065 | Ingham | 42.7178 | -84.4836 | 25 |  | BIT | COAL | Yes | 0.35823 | 99.3 | 0.73629 |  | Yes | 3361860 | 0.316 | 0.29667 |  | 1547211.9621 | 892821.2291 | 1547211.962 | 892821.229 | 311608.588 | 141535 | 270.297 | 129.621 | 123.341 | 159294.518 | 6234.568 | 732.781 | 159473.562 | -- | 1.735 | 1.832 | 0.792 | 1022.401 | 0.02 | 0.002 | 1023.55 | -- | 0.349 | 0.29 | 0.159 | 205.912 | -- | 1.735 | 1.832 | 0.792 | 1022.401 | 0.02 | 0.002 | -- | 911.118 | 436.925 | 415.759 | 536950.189 | 21015.49 | 2470.061 | -- | 5215344.295 | 3009523.076 | 5215344.295 | 3009523.076 | EPA/CAMD; EIA | EPA/CAMD | EIA | EIA | EIA | EIA | n/a | EPA/CAMD; EIA | EPA/CAMD | 4965.2396 | 15393.704 | 0 | 296215.02 | 0 | 0 | 0 | 0 | 0 | 0 | 0 | 0 | 311608.724 | 0 | 0 | 311608.724 | 0 | 4.9401 | 0 | 95.0599 | 0 | 0 | 0 | 0 | 0 | 0 | 0 | 0 | 100 | 0 | 0 | 100 | 0
6891 | NY | Black River Generation, LLC | 10464 | Niagara Mohawk Power Corp. | 13573 | Black River Generation LLC | 1746 | New York Independent System Operator | NYIS | NPCC | NYUP | NPCC Upstate NY | NYISO | 36 | 045 | Jefferson | 44.0365 | -75.772 | 3 | 3 | WDS | BIOMASS |  | 0.63874 | 55.5 | 0.26877 | Yes | [5 empty] | 5735509.114 | 2487656.463 | 5735509.114 | 2487656.463 | 310543 | 135175 | 401.25 | 179.035 | 6.697 | 38937.879 | 393600.026 | 51664.247 | 51078.637 | -- | 2.584 | 2.649 | 0.043 | 250.773 | 1.267 | 0.166 | 328.963 | -- | 0.14 | 0.144 | 0.002 | 13.578 | -- | 2.584 | 2.649 | 0.043 | 250.773 | 1.267 | 0.166 | -- | 401.25 | 179.035 | 6.697 | 615716.812 | 393600.026 | 51664.247 | -- | 5735509.114 | 2487656.463 | 5735509.114 | 2487656.463 | EPA/CAMD | EPA/CAMD | EPA/CAMD | EPA/CAMD | EIA | EIA | n/a | EPA/CAMD | EPA/CAMD | 18469.2914 | 0 | 516.078 | 0 | 0 | 0 | 310026.92 | 0 | 0 | 0 | 0 | 0 | 516.078 | 310026.92 | 310026.92 | 310542.998 | 0 | 0 | 0.16619 | 0 | 0 | 0 | 99.8338 | 0 | 0 | 0 | 0 | 0 | 0.16619 | 99.8338 | 99.8338 | 100 | 0
153 | AL | Alabama River Pulp | 10216 | Alabama Power Co | 195 | Alabama River Cellulose LLC | 57356 | Southern Company Services, Inc. - Trans | SOCO | SERC | SRSO | SERC South |  | 01 | 099 | Monroe | 31.5825 | -87.4889 | 2 | 2 | BLQ | BIOMASS |  | 0.73842 | 48 | 0.10263 | Yes | Yes | 8618178.4 | 0.123 | 0.14086 |  | 2035376.4535 | 936788.5189 | 2035376.454 | 936788.519 | 310491.88 | 138194 | 154.942 | 71.641 | 411.181 | 10777.495 | 45126.254 | 10978.481 | 12952.985 | -- | 0.998 | 1.037 | 2.649 | 69.422 | 0.145 | 0.035 | 83.435 | -- | 0.152 | 0.153 | 0.404 | 10.59 | -- | 0.998 | 1.037 | 2.649 | 69.422 | 0.145 | 0.035 | -- | 1100.002 | 508.608 | 2919.154 | 1509463.86 | 320371.288 | 77941.101 | -- | 14450040 | 6650677.1 | 14450040 | 6650677.1 | EIA | EIA | EIA | EIA | EIA | EIA | n/a | EIA | EIA | 6555.329 | 0 | 1496.798 | 26267.346 | 0 | 0 | 282727.74 | 0 | 0 | 0 | 0 | 0 | 27764.144 | 282727.74 | 282727.74 | 310491.884 | 0 | 0 | 0.48207 | 8.4599 | 0 | 0 | 91.058 | 0 | 0 | 0 | 0 | 0 | 8.942 | 91.058 | 91.058 | 100 | 0
2617 | GA | Richard B Russell | 6132 | Georgia Power Co | 7140 | USCE-Savannah District | 19375 | Southeastern Power Administration | SEPA | SERC | SRVC | SERC Virginia/Carolina |  | 13 | 105 | Elbert | 34.0256 | -82.5953 | 0 |  | WAT | HYDRO |  | 0.05641 | 628 | [6 empty] | Yes |  |  | 4176389 | 1706276 | 310354 | 61425 |  |  |  | 0 | 0 | 0 | 0 | -- |  |  |  | 0 | 0 | 0 | 0 | -- |  |  |  |  | -- | [6 empty] | -- |  |  |  | 0 | 0 | 0 | -- | 0 | 0 | 4176389 | 1706276 |  |  |  | EIA | EIA | EIA | n/a | EIA | EIA |  | 0 | 0 | 0 | 0 | 310354 | 0 | 0 | 0 | 0 | 0 | 0 | 0 | 310354 | 0 | 0 | 310354 | 0 | 0 | 0 | 0 | 100 | 0 | 0 | 0 | 0 | 0 | 0 | 0 | 100 | 0 | 0 | 100
2927 | IA | Osceola Windpower LLC | 56645 | Osceola Electric Coop, Inc | 14202 | Osceola Windpower LLC | 55901 | Southwest Power Pool | SWPP | MRO | MROW | MRO West |  | 19 | 143 | Osceola | 43.4303 | -95.4167 | 0 |  | WND | WIND |  | 0.35424 | 100 | [9 empty] | 2864848 | 869748 | 310317 | 94210 |  |  |  | 0 | 0 | 0 | 0 | -- |  |  |  | 0 | 0 | 0 | 0 | -- |  |  |  |  | -- | [6 empty] | -- |  |  |  | 0 | 0 | 0 | -- | 0 | 0 | 2864848 | 869748 |  |  |  | EIA | EIA | EIA | n/a | EIA | EIA |  | 0 | 0 | 0 | 0 | 0 | 0 | 310317 | 0 | 0 | 0 | 0 | 0 | 310317 | 310317 | 0 | 310317 | 0 | 0 | 0 | 0 | 0 | 0 | 100 | 0 | 0 | 0 | 0 | 0 | 100 | 100 | 0 | 100
560 | CA | Berry Cogen | 50170 | Pacific Gas & Electric Co | 14328 | Berry Petroleum Co | 1569 | California Independent System Operator | CISO | WECC | CAMX | WECC California | CAISO | 06 | 029 | Kern | 35.093 | -119.4436 | 0 |  | NG | GAS |  | 0.91477 | 38.7 | 0 |  | Yes | 1965031.2 | 0.539 | 0.41799 |  | 1680303.4743 | 788312.5123 | 1680303.474 | 788312.512 | 310119 | 145492 | 258.508 | 121.279 | 2.685 | 98204.545 | 3704.438 | 370.444 | 98300.861 | -- | 1.667 | 1.667 | 0.017 | 633.335 | 0.012 | 0.001 | 633.956 | -- | 0.308 | 0.308 | 0.003 | 116.889 | -- | 1.667 | 1.667 | 0.017 | 633.335 | 0.012 | 0.001 | -- | 618.456 | 290.148 | 6.424 | 234945.195 | 8862.522 | 886.252 | -- | 4019969 | 1885964 | 4019969 | 1885964 | EIA | EIA | EIA | EIA | EIA | EIA | n/a | EIA | EIA | 5418.2539 | 0 | 0 | 310119 | 0 | 0 | 0 | 0 | 0 | 0 | 0 | 0 | 310119 | 0 | 0 | 310119 | 0 | 0 | 0 | 100 | 0 | 0 | 0 | 0 | 0 | 0 | 0 | 0 | 100 | 0 | 0 | 100 | 0
5305 | MT | Canyon Ferry | 6400 | WAPA-- Western Area Power Administration | 27000 | U S Bureau of Reclamation | 2518 | Western Area Power Administration UGP West | WAUW | WECC | NWPP | WECC Northwest |  | 30 | 049 | Lewis and Clark | 46.649 | -111.7279 | 0 |  | WAT | HYDRO |  | 0.71083 | 49.8 | [9 empty] | 2862806.001 | 1251896.001 | 310095.999 | 135603.999 |  |  |  | 0 | 0 | 0 | 0 | -- |  |  |  | 0 | 0 | 0 | 0 | -- |  |  |  |  | -- | [6 empty] | -- |  |  |  | 0 | 0 | 0 | -- | 0 | 0 | 2862806.001 | 1251896.001 |  |  |  | EIA | EIA | EIA | n/a | EIA | EIA |  | 0 | 0 | 0 | 0 | 310096 | 0 | 0 | 0 | 0 | 0 | 0 | 0 | 310096 | 0 | 0 | 310096 | 0 | 0 | 0 | 0 | 100 | 0 | 0 | 0 | 0 | 0 | 0 | 0 | 100 | 0 | 0 | 100
202 | AL | McIntosh (7063) | 7063 | PowerSouth Energy Cooperative | 189 | PowerSouth Energy Cooperative | 189 | PowerSouth Energy Cooperative | AEC | SERC | SRSO | SERC South |  | 01 | 129 | Washington | 31.2546 | -88.0299 | 0 |  | NG | GAS |  | 0.05216 | 676 | 1 | [6 empty] | 3346578.272 | 2525743.092 | 3346578.272 | 2525743.092 | 308871 | 240888 | 66.583 | 47.136 | 1.003 | 198882.877 | 8213.791 | 821.423 | 199096.442 | -- | 0.431 | 0.391 | 0.006 | 1287.805 | 0.027 | 0.003 | 1289.188 | -- | 0.04 | 0.037 | 0.001 | 118.857 | -- | 0.431 | 0.391 | 0.006 | 1287.805 | 0.027 | 0.003 | -- | 66.583 | 47.136 | 1.003 | 198882.877 | 8213.791 | 821.423 | -- | 3346578.272 | 2525743.092 | 3346578.272 | 2525743.092 | EPA/CAMD | EPA/CAMD | EPA/CAMD | EPA/CAMD | EIA | EIA | n/a | EPA/CAMD | EPA/CAMD | 10834.8737 | 0 | 5.52 | 308865.48 | 0 | 0 | 0 | 0 | 0 | 0 | 0 | 0 | 308871 | 0 | 0 | 308871 | 0 | 0 | 0.0017872 | 99.9982 | 0 | 0 | 0 | 0 | 0 | 0 | 0 | 0 | 100 | 0 | 0 | 100 | 0
1305 | CA | North Island Energy Facility | 10812 | San Diego Gas & Electric Co | 16609 | Applied Energy Inc | 745 | California Independent System Operator | CISO | WECC | CAMX | WECC California | CAISO | 06 | 073 | San Diego | 32.7052 | -117.1897 | 0 |  | NG | GAS |  | 0.874 | 40.3 | 0 |  | Yes | 709978.4 | 1.483 | 0.66417 |  | 2012390.8811 | 0 | 2012390.881 | 0 | 308548 | 144754.861 | 310.494 | 145.668 | 3.216 | 117613.237 | 4436.566 | 443.657 | 117728.588 | -- | 2.013 | 2.013 | 0.021 | 762.366 | 0.014 | 0.001 | 763.114 | -- | 0.309 |  | 0.003 | 116.889 | -- | 2.013 | 2.013 | 0.021 | 762.366 | 0.014 | 0.001 | -- | 467.495 | 219.324 | 4.842 | 177084.01 | 6679.902 | 667.99 | -- | 3029950.154 | 0 | 3029950.154 | 0 | EIA | EIA | EIA | EIA | EIA | EIA | n/a | EPA/CAMD; EIA | EPA/CAMD; EIA | 6522.1323 | 0 | 0 | 308548 | 0 | 0 | 0 | 0 | 0 | 0 | 0 | 0 | 308548 | 0 | 0 | 308548 | 0 | 0 | 0 | 100 | 0 | 0 | 0 | 0 | 0 | 0 | 0 | 0 | 100 | 0 | 0 | 100 | 0
8488 | TX | Forest Creek Wind Farm LLC | 56394 | Oncor Electric Delivery Company LLC | 44372 | E ON Climate Renewables N America LLC | 56215 | Electric Reliability Council of Texas, Inc. | ERCO | TRE | ERCT | ERCOT All | ERCOT | 48 | 173 | Glasscock | 32.039 | -101.22 | 0 |  | WND | WIND |  | 0.28356 | 124.2 | [9 empty] | 2848148 | 771713 | 308508 | 83591 |  |  |  | 0 | 0 | 0 | 0 | -- |  |  |  | 0 | 0 | 0 | 0 | -- |  |  |  |  | -- | [6 empty] | -- |  |  |  | 0 | 0 | 0 | -- | 0 | 0 | 2848148 | 771713 |  |  |  | EIA | EIA | EIA | n/a | EIA | EIA |  | 0 | 0 | 0 | 0 | 0 | 0 | 308508 | 0 | 0 | 0 | 0 | 0 | 308508 | 308508 | 0 | 308508 | 0 | 0 | 0 | 0 | 0 | 0 | 100 | 0 | 0 | 0 | 0 | 0 | 100 | 100 | 0 | 100
3070 | ID | Goshen Phase II | 57211 | PacifiCorp | 14354 | AE Power Services LLC | 55963 | PacifiCorp - East | PACE | WECC | NWPP | WECC Northwest |  | 16 | 019 | Bonneville | 43.4671 | -111.8364 | 0 |  | WND | WIND |  | 0.28267 | 124.5 | [9 empty] | 2846105 | 991914 | 308287 | 107443 |  |  |  | 0 | 0 | 0 | 0 | -- |  |  |  | 0 | 0 | 0 | 0 | -- |  |  |  |  | -- | [6 empty] | -- |  |  |  | 0 | 0 | 0 | -- | 0 | 0 | 2846105 | 991914 |  |  |  | EIA | EIA | EIA | n/a | EIA | EIA |  | 0 | 0 | 0 | 0 | 0 | 0 | 308287 | 0 | 0 | 0 | 0 | 0 | 308287 | 308287 | 0 | 308287 | 0 | 0 | 0 | 0 | 0 | 0 | 100 | 0 | 0 | 0 | 0 | 0 | 100 | 100 | 0 | 100
8406 | TX | Champion Wind Farm LLC | 56592 | Oncor Electric Delivery Company LLC | 44372 | E ON Climate Renewables N America LLC | 56215 | Electric Reliability Council of Texas, Inc. | ERCO | TRE | ERCT | ERCOT All | ERCOT | 48 | 353 | Nolan | 32.3983 | -100.6481 | 0 |  | WND | WIND |  | 0.27817 | 126.5 | [9 empty] | 2845764 | 1276805 | 308250 | 138302 |  |  |  | 0 | 0 | 0 | 0 | -- |  |  |  | 0 | 0 | 0 | 0 | -- |  |  |  |  | -- | [6 empty] | -- |  |  |  | 0 | 0 | 0 | -- | 0 | 0 | 2845764 | 1276805 |  |  |  | EIA | EIA | EIA | n/a | EIA | EIA |  | 0 | 0 | 0 | 0 | 0 | 0 | 308250 | 0 | 0 | 0 | 0 | 0 | 308250 | 308250 | 0 | 308250 | 0 | 0 | 0 | 0 | 0 | 0 | 100 | 0 | 0 | 0 | 0 | 0 | 100 | 100 | 0 | 100
7945 | PA | Mt. Carmel Cogeneration | 10343 | PPL Electric Utilities Corp | 14715 | Mount Carmel Cogen Inc | 49889 | PJM Interconnection, LLC | PJM | RFC | RFCE | RFC East | PJM | 42 | 097 | Northumberland | 40.8112 | -76.453 | 1 | 1 | WC | COAL | Yes | 0.74236 | 47.3 | 0.096064 |  | Yes | 0 |  | 1 |  | 4841437.97 | 2022400.244 | 4841437.97 | 2022400.244 | 307596 | 121955 | 182.933 | 65.779 | 470.294 | 570033.051 | 10639.907 | 15840.708 | 572600.08 | -- | 1.189 | 1.079 | 3.058 | 3706.375 | 0.035 | 0.051 | 3723.066 | -- | 0.076 | 0.065 | 0.194 | 235.481 | -- | 1.189 | 1.079 | 3.058 | 3706.375 | 0.035 | 0.051 | -- | 182.933 | 65.779 | 470.294 | 570033.051 | 10639.907 | 15840.708 | -- | 4841437.97 | 2022400.244 | 4841437.97 | 2022400.244 | EPA/CAMD | EPA/CAMD | EPA/CAMD | EPA/CAMD | EIA | EIA | n/a | EPA/CAMD | EPA/CAMD | 15739.6001 | 304997.83 | 0 | 2598.167 | 0 | 0 | 0 | 0 | 0 | 0 | 0 | 0 | 307595.997 | 0 | 0 | 307595.997 | 0 | 99.1553 | 0 | 0.84467 | 0 | 0 | 0 | 0 | 0 | 0 | 0 | 0 | 100 | 0 | 0 | 100 | 0
652 | CA | Caribou 2 | 223 | Pacific Gas & Electric Co | 14328 | Pacific Gas & Electric Co | 14328 | California Independent System Operator | CISO | WECC | CAMX | WECC California | CAISO | 06 | 063 | Plumas | 40.086 | -121.1494 | 0 |  | WAT | HYDRO |  | 0.29765 | 117.9 | [9 empty] | 2838010 | 1686917 | 307410 | 182725 |  |  |  | 0 | 0 | 0 | 0 | -- |  |  |  | 0 | 0 | 0 | 0 | -- |  |  |  |  | -- | [6 empty] | -- |  |  |  | 0 | 0 | 0 | -- | 0 | 0 | 2838010 | 1686917 |  |  |  | EIA | EIA | EIA | n/a | EIA | EIA |  | 0 | 0 | 0 | 0 | 307410 | 0 | 0 | 0 | 0 | 0 | 0 | 0 | 307410 | 0 | 0 | 307410 | 0 | 0 | 0 | 0 | 100 | 0 | 0 | 0 | 0 | 0 | 0 | 0 | 100 | 0 | 0 | 100
7379 | OH | Greenup Hydro | 4258 | City of Hamilton - (OH) | 7977 | City of Hamilton - (OH) | 7977 | PJM Interconnection, LLC | PJM | RFC | RFCW | RFC West | PJM | 39 | 145 | Scioto | 38.6472 | -82.8594 | 0 |  | WAT | HYDRO |  | 0.49917 | 70.2 | [9 empty] | 2833929 | 1208645.001 | 306968.001 | 130919.001 |  |  |  | 0 | 0 | 0 | 0 | -- |  |  |  | 0 | 0 | 0 | 0 | -- |  |  |  |  | -- | [6 empty] | -- |  |  |  | 0 | 0 | 0 | -- | 0 | 0 | 2833929 | 1208645.001 |  |  |  | EIA | EIA | EIA | n/a | EIA | EIA |  | 0 | 0 | 0 | 0 | 306968 | 0 | 0 | 0 | 0 | 0 | 0 | 0 | 306968 | 0 | 0 | 306968 | 0 | 0 | 0 | 0 | 100 | 0 | 0 | 0 | 0 | 0 | 0 | 0 | 100 | 0 | 0 | 100
8597 | TX | Majestic 1 Wind Farm | 56648 | Southwestern Public Service Co | 17718 | NextEra Energy Majestic Wind | 58353 | Southwest Power Pool | SWPP | SPP | SPSO | SPP South |  | 48 | 065 | Carson | 35.3919 | -101.53 | 0 |  | WND | WIND |  | 0.43972 | 79.5 | [9 empty] | 2827143 | 1062170 | 306233 | 115053 |  |  |  | 0 | 0 | 0 | 0 | -- |  |  |  | 0 | 0 | 0 | 0 | -- |  |  |  |  | -- | [6 empty] | -- |  |  |  | 0 | 0 | 0 | -- | 0 | 0 | 2827143 | 1062170 |  |  |  | EIA | EIA | EIA | n/a | EIA | EIA |  | 0 | 0 | 0 | 0 | 0 | 0 | 306233 | 0 | 0 | 0 | 0 | 0 | 306233 | 306233 | 0 | 306233 | 0 | 0 | 0 | 0 | 0 | 0 | 100 | 0 | 0 | 0 | 0 | 0 | 100 | 100 | 0 | 100
9049 | VA | Hopewell Power Station | 10771 | Virginia Electric & Power Co | 19876 | Virginia Electric & Power Co | 19876 | PJM Interconnection, LLC | PJM | SERC | SRVC | SERC Virginia/Carolina | PJM | 51 | 670 | Hopewell City | 37.2978 | -77.283 | 2 | 2 | WDS | BIOMASS |  | 0.4914 | 71.1 | 0.51434 | Yes | Yes | 0 |  | 1 |  | 4484806.768 | 1885752.601 | 4484806.768 | 1885752.601 | 306059 | 129373 | 222.404 | 93.526 | 14.275 | 5337.378 | 330840.698 | 43422.749 | 15541.732 | -- | 1.453 | 1.446 | 0.093 | 34.878 | 1.081 | 0.142 | 101.56 | -- | 0.099 | 0.099 | 0.006 | 2.38 | -- | 1.453 | 1.446 | 0.093 | 34.878 | 1.081 | 0.142 | -- | 222.404 | 93.526 | 14.275 | 490220.88 | 330840.698 | 43422.749 | -- | 4484806.768 | 1885752.601 | 4484806.768 | 1885752.601 | EPA/CAMD | EPA/CAMD | EPA/CAMD | EPA/CAMD | EIA | EIA | n/a | EPA/CAMD | EPA/CAMD | 14653.406 | 0 | 0 | 67.049 | 0 | 0 | 305991.95 | 0 | 0 | 0 | 0 | 0 | 67.049 | 305991.95 | 305991.95 | 306058.999 | 0 | 0 | 0 | 0.021907 | 0 | 0 | 99.9781 | 0 | 0 | 0 | 0 | 0 | 0.021907 | 99.9781 | 99.9781 | 100 | 0
9180 | VT | J C McNeil | 589 | Green Mountain Power Corp | 7601 | City of Burlington Electric - (VT) | 2548 | ISO New England Inc. | ISNE | NPCC | NEWE | NPCC New England | ISONE | 50 | 007 | Chittenden | 44.4917 | -73.2081 | 1 | 1 | WDS | BIOMASS |  | 0.5869 | 59.5 | 0.35517 | Yes | [5 empty] | 4746730.175 | 2008858.75 | 4746730.175 | 2008858.75 | 305904 | 128725 | 166.785 | 71.221 | 1.402 | 48021.643 | 306341.02 | 40206.257 | 57470.194 | -- | 1.09 | 1.107 | 0.009 | 313.965 | 1.001 | 0.131 | 375.74 | -- | 0.07 | 0.071 | 0.001 | 20.234 | -- | 1.09 | 1.107 | 0.009 | 313.965 | 1.001 | 0.131 | -- | 166.785 | 71.221 | 1.402 | 496955.225 | 306341.02 | 40206.257 | -- | 4746730.175 | 2008858.75 | 4746730.175 | 2008858.75 | EPA/CAMD | EPA/CAMD | EPA/CAMD | EPA/CAMD | EIA | EIA | n/a | EPA/CAMD | EPA/CAMD | 15517.058 | 0 | 0 | 1030.514 | 0 | 0 | 304873.49 | 0 | 0 | 0 | 0 | 0 | 1030.514 | 304873.49 | 304873.49 | 305904.004 | 0 | 0 | 0 | 0.33687 | 0 | 0 | 99.6631 | 0 | 0 | 0 | 0 | 0 | 0.33687 | 99.6631 | 99.6631 | 100 | 0
6178 | ND | Pioneer Generating Station | 57881 | Mountrail-Williams Elec Coop | 20413 | Basin Electric Power Coop | 1307 | Southwest Power Pool | SWPP | MRO | MROW | MRO West |  | 38 | 105 | Williams | 48.2325 | -103.9528 | 0 |  | NG | GAS |  | 0.11905 | 293.1 | 1 | [6 empty] | 3157493.041 | 1848338.694 | 3157493.041 | 1848338.694 | 305661 | 156036 | 27.152 | 14.827 | 0.948 | 187649.755 | 6468.921 | 646.892 | 187817.947 | -- | 0.178 | 0.19 | 0.006 | 1227.829 | 0.021 | 0.002 | 1228.93 | -- | 0.017 | 0.016 | 0.001 | 118.86 | -- | 0.178 | 0.19 | 0.006 | 1227.829 | 0.021 | 0.002 | -- | 27.152 | 14.827 | 0.948 | 187649.755 | 6468.921 | 646.892 | -- | 3157493.041 | 1848338.694 | 3157493.041 | 1848338.694 | EPA/CAMD | EPA/CAMD | EPA/CAMD | EPA/CAMD | EIA | EIA | n/a | EPA/CAMD | EPA/CAMD | 10330.0488 | 0 | 0 | 305661 | 0 | 0 | 0 | 0 | 0 | 0 | 0 | 0 | 305661 | 0 | 0 | 305661 | 0 | 0 | 0 | 100 | 0 | 0 | 0 | 0 | 0 | 0 | 0 | 0 | 100 | 0 | 0 | 100 | 0
4410 | ME | Kibby Wind Power Project | 56829 | Central Maine Power Co | 3266 | TransCanada Maine Wind Development Inc | 56030 | ISO New England Inc. | ISNE | NPCC | NEWE | NPCC New England | ISONE | 23 | 007 | Franklin | 45.3853 | -70.5258 | 0 |  | WND | WIND |  | 0.26415 | 132 | [9 empty] | 2819885 | 938902 | 305447 | 101701 |  |  |  | 0 | 0 | 0 | 0 | -- |  |  |  | 0 | 0 | 0 | 0 | -- |  |  |  |  | -- | [6 empty] | -- |  |  |  | 0 | 0 | 0 | -- | 0 | 0 | 2819885 | 938902 |  |  |  | EIA | EIA | EIA | n/a | EIA | EIA |  | 0 | 0 | 0 | 0 | 0 | 0 | 305447 | 0 | 0 | 0 | 0 | 0 | 305447 | 305447 | 0 | 305447 | 0 | 0 | 0 | 0 | 0 | 0 | 100 | 0 | 0 | 0 | 0 | 0 | 100 | 100 | 0 | 100
868 | CA | Elmore Company | 10634 | Imperial Irrigation District | 9216 | CalEnergy Operating Corporation | 49899 | Imperial Irrigation District | IID | WECC | AZNM | WECC Southwest |  | 06 | 025 | Imperial | 33.1777 | -115.6033 | 0 |  | GEO | GEOTHERMAL |  | 0.76616 | 45.5 | [9 empty] | 2819240 | 1204675 | 305377 | 130489 | 0 | 0 | 144.598 | 24788.159 | 0 | 0 | 24788.159 | -- | 0 | 0 | 0.947 | 162.345 | 0 | 0 | 162.345 | -- |  |  |  |  | -- | [6 empty] | -- | 0 | 0 | 144.598 | 24788.159 | 0 | 0 | -- | 0 | 0 | 2819240 | 1204675 | EIA | EIA | EIA | EIA | EIA | EIA | n/a | EIA | EIA |  | 0 | 0 | 0 | 0 | 0 | 0 | 0 | 0 | 305377 | 0 | 0 | 0 | 305377 | 305377 | 0 | 305377 | 0 | 0 | 0 | 0 | 0 | 0 | 0 | 0 | 100 | 0 | 0 | 0 | 100 | 100 | 0 | 100
4327 | MD | Montgomery County Resource Recovery | 50657 | Potomac Electric Power Co | 15270 | Covanta Montgomery, Inc. | 49760 | PJM Interconnection, LLC | PJM | RFC | RFCE | RFC East | PJM | 24 | 031 | Montgomery | 39.2006 | -77.4556 | 3 | 3 | MSW | BIOMASS |  | 0.51384 | 67.8 | 0.47694 | Yes | [5 empty] | 5487774.396 | 2436276.935 | 5487774.396 | 2436276.935 | 305181 | 142497 | 420.754 | 178.647 | 36.295 | 270026.648 | 378630.467 | 49686.659 | 281703.701 | -- | 2.757 | 2.507 | 0.238 | 1769.616 | 1.241 | 0.163 | 1846.142 | -- | 0.153 | 0.147 | 0.013 | 98.41 | -- | 2.757 | 2.507 | 0.238 | 1769.616 | 1.241 | 0.163 | -- | 420.754 | 178.647 | 36.295 | 543486.971 | 378630.467 | 49686.659 | -- | 5487774.396 | 2436276.935 | 5487774.396 | 2436276.935 | EIA | EIA | EIA | EIA | EIA | EIA | n/a | EIA | EIA | 17982.0311 | 0 | 0 | 6800.949 | 0 | 0 | 298380.06 | 0 | 0 | 0 | 0 | 0 | 6800.949 | 298380.06 | 298380.06 | 305181.009 | 0 | 0 | 0 | 2.2285 | 0 | 0 | 97.7715 | 0 | 0 | 0 | 0 | 0 | 2.2285 | 97.7715 | 97.7715 | 100 | 0
2419 | FL | Palm Beach Renewable Energy Facility 1 | 50071 | Florida Power & Light Co | 6452 | Solid Waste Authority of Palm Beach Co | 17445 | Florida Power & Light Company | FPL | FRCC | FRCC | FRCC All |  | 12 | 099 | Palm Beach | 26.7714 | -80.1419 | 2 | 2 | MSW | BIOMASS |  | 0.55897 | 62.3 | 0.40172 | Yes | [5 empty] | 6142118.27 | 2463496.816 | 6142118.27 | 2463496.816 | 305055 | 120766 | 737.054 | 289.461 | 118.46 | 300999.381 | 432610.156 | 56779.374 | 314342.59 | -- | 4.832 | 4.794 | 0.777 | 1973.411 | 1.418 | 0.186 | 2060.891 | -- | 0.24 | 0.235 | 0.039 | 98.012 | -- | 4.832 | 4.794 | 0.777 | 1973.411 | 1.418 | 0.186 | -- | 737.054 | 289.461 | 118.46 | 613658.808 | 432610.156 | 56779.374 | -- | 6142118.27 | 2463496.816 | 6142118.27 | 2463496.816 | EIA | EIA | EIA | EIA | EIA | EIA | n/a | EIA | EIA | 20134.4617 | 0 | 0 | 491.883 | 0 | 0 | 304563.12 | 0 | 0 | 0 | 0 | 0 | 491.883 | 304563.12 | 304563.12 | 305055.003 | 0 | 0 | 0 | 0.16124 | 0 | 0 | 99.8388 | 0 | 0 | 0 | 0 | 0 | 0.16124 | 99.8388 | 99.8388 | 100 | 0
201 | AL | Martin Dam | 16 | Alabama Power Co | 195 | Alabama Power Co | 195 | Southern Company Services, Inc. - Trans | SOCO | SERC | SRSO | SERC South |  | 01 | 051 | Elmore | 32.6804 | -85.9114 | 0 |  | WAT | HYDRO |  | 0.16494 | 210.6 | [9 empty] | 2809196.001 | 480793 | 304289.001 | 52079.001 |  |  |  | 0 | 0 | 0 | 0 | -- |  |  |  | 0 | 0 | 0 | 0 | -- |  |  |  |  | -- | [6 empty] | -- |  |  |  | 0 | 0 | 0 | -- | 0 | 0 | 2809196.001 | 480793 |  |  |  | EIA | EIA | EIA | n/a | EIA | EIA |  | 0 | 0 | 0 | 0 | 304289 | 0 | 0 | 0 | 0 | 0 | 0 | 0 | 304289 | 0 | 0 | 304289 | 0 | 0 | 0 | 0 | 100 | 0 | 0 | 0 | 0 | 0 | 0 | 0 | 100 | 0 | 0 | 100
562 | CA | Berry Placerita Cogen | 52096 | Southern California Edison Co | 17609 | Berry Petroleum Co | 1569 | California Independent System Operator | CISO | WECC | CAMX | WECC California | CAISO | 06 | 037 | Los Angeles | 34.3841 | -118.4949 | 0 |  | NG | GAS |  | 0.81098 | 42.8 | 0 |  | Yes | 1606621.6 | 0.646 | 0.46272 |  | 1723691.785 | 808668.242 | 1723691.785 | 808668.242 | 304058 | 142648 | 265.183 | 124.411 | 2.754 | 100740.355 | 3800.093 | 380.009 | 100839.157 | -- | 1.744 | 1.744 | 0.018 | 662.639 | 0.012 | 0.001 | 663.289 | -- | 0.308 | 0.308 | 0.003 | 116.889 | -- | 1.744 | 1.744 | 0.018 | 662.639 | 0.012 | 0.001 | -- | 573.096 | 268.868 | 5.952 | 217713.352 | 8212.508 | 821.251 | -- | 3725128 | 1747640 | 3725128 | 1747640 | EIA | EIA | EIA | EIA | EIA | EIA | n/a | EIA | EIA | 5668.9572 | 0 | 0 | 304058 | 0 | 0 | 0 | 0 | 0 | 0 | 0 | 0 | 304058 | 0 | 0 | 304058 | 0 | 0 | 0 | 100 | 0 | 0 | 0 | 0 | 0 | 0 | 0 | 0 | 100 | 0 | 0 | 100 | 0
2719 | HI | Keahole | 8083 | Hawaii Electric Light Co Inc | 8287 | Hawaii Electric Light Co Inc | 8287 | Hawaii Miscellaneous | NA | HICC | HIMS | HICC Miscellaneous |  | 15 | 001 | Hawaii | 19.7317 | -156.0283 | 1 | 1 | DFO | OIL |  | 0.35831 | 96.6 | 0.73615 | [6 empty] | 2898819.696 | 1192597.294 | 2898819.696 | 1192597.294 | 303209 | 124229.001 | 1313.403 | 540.751 | 395.394 | 236725.945 | 19172.435 | 3834.487 | 237521.601 | -- | 8.663 | 8.706 | 2.608 | 1561.47 | 0.063 | 0.013 | 1566.719 | -- | 0.906 | 0.907 | 0.273 | 163.326 | -- | 8.663 | 8.706 | 2.608 | 1561.47 | 0.063 | 0.013 | -- | 1313.403 | 540.751 | 395.394 | 236725.945 | 19172.435 | 3834.487 | -- | 2898819.696 | 1192597.294 | 2898819.696 | 1192597.294 | EIA | EIA | EIA | EIA | EIA | EIA | n/a | EPA/CAMD; EIA | EPA/CAMD; EIA | 9560.4672 | 0 | 303209 | 0 | 0 | 0 | 0 | 0 | 0 | 0 | 0 | 0 | 303209 | 0 | 0 | 303209 | 0 | 0 | 100 | 0 | 0 | 0 | 0 | 0 | 0 | 0 | 0 | 0 | 100 | 0 | 0 | 100 | 0
5082 | MN | Wapsipinicon Wind Project | 56876 | Great River Energy | 7570 | EDF Renewable Asset Holdings, Inc. | 57170 | Midcontinent Independent Transmission System Operator, Inc.. | MISO | MRO | MROW | MRO West | MISO | 27 | 099 | Mower | 43.8006 | -92.6822 | 0 |  | WND | WIND |  | 0.34439 | 100.5 | [9 empty] | 2799125 | 851606 | 303198 | 92245 |  |  |  | 0 | 0 | 0 | 0 | -- |  |  |  | 0 | 0 | 0 | 0 | -- |  |  |  |  | -- | [6 empty] | -- |  |  |  | 0 | 0 | 0 | -- | 0 | 0 | 2799125 | 851606 |  |  |  | EIA | EIA | EIA | n/a | EIA | EIA |  | 0 | 0 | 0 | 0 | 0 | 0 | 303198 | 0 | 0 | 0 | 0 | 0 | 303198 | 303198 | 0 | 303198 | 0 | 0 | 0 | 0 | 0 | 0 | 100 | 0 | 0 | 0 | 0 | 0 | 100 | 100 | 0 | 100
1489 | CA | Redding Power Plant | 7307 | City of Redding - (CA) | 15783 | City of Redding - (CA) | 15783 | Balancing Authority of Northern California | BANC | WECC | CAMX | WECC California |  | 06 | 089 | Shasta | 40.5073 | -122.4233 | 1 |  | NG | GAS |  | 0.18901 | 183.1 | 1 | [6 empty] | 2576295.716 | 956468.89 | 2576295.716 | 956468.89 | 303161.999 | 113313 | 4.426 | 1.449 | 0.773 | 153104.786 | 5745.163 | 574.516 | 153254.16 | -- | 0.029 | 0.026 | 0.005 | 1010.053 | 0.019 | 0.002 | 1011.038 | -- | 0.003 | 0.003 | 0.001 | 118.857 | -- | 0.029 | 0.026 | 0.005 | 1010.053 | 0.019 | 0.002 | -- | 4.426 | 1.449 | 0.773 | 153104.786 | 5745.163 | 574.516 | -- | 2576295.716 | 956468.89 | 2576295.716 | 956468.89 | EPA/CAMD | EPA/CAMD | EPA/CAMD | EPA/CAMD | EIA | EIA | n/a | EPA/CAMD | EPA/CAMD | 8498.0826 | 0 | 0 | 303162 | 0 | 0 | 0 | 0 | 0 | 0 | 0 | 0 | 303162 | 0 | 0 | 303162 | 0 | 0 | 0 | 100 | 0 | 0 | 0 | 0 | 0 | 0 | 0 | 0 | 100 | 0 | 0 | 100 | 0
784 | CA | Del Ranch Company | 10632 | Imperial Irrigation District | 9216 | CalEnergy Operating Corporation | 49899 | Imperial Irrigation District | IID | WECC | AZNM | WECC Southwest |  | 06 | 025 | Imperial | 33.1646 | -115.616 | 0 |  | GEO | GEOTHERMAL |  | 0.7601 | 45.5 | [9 empty] | 2796927 | 1195141 | 302960 | 129456 | 0 | 0 | 143.453 | 24591.972 | 0 | 0 | 24591.972 | -- | 0 | 0 | 0.947 | 162.345 | 0 | 0 | 162.345 | -- |  |  |  |  | -- | [6 empty] | -- | 0 | 0 | 143.453 | 24591.972 | 0 | 0 | -- | 0 | 0 | 2796927 | 1195141 | EIA | EIA | EIA | EIA | EIA | EIA | n/a | EIA | EIA |  | 0 | 0 | 0 | 0 | 0 | 0 | 0 | 0 | 302960 | 0 | 0 | 0 | 302960 | 302960 | 0 | 302960 | 0 | 0 | 0 | 0 | 0 | 0 | 0 | 0 | 100 | 0 | 0 | 0 | 100 | 100 | 0 | 100
1089 | CA | Kerckhoff 2 | 682 | Pacific Gas & Electric Co | 14328 | Pacific Gas & Electric Co | 14328 | California Independent System Operator | CISO | WECC | CAMX | WECC California | CAISO | 06 | 019 | Fresno | 37.0718 | -119.558 | 0 |  | WAT | HYDRO |  | 0.24769 | 139.5 | [9 empty] | 2797369 | 1810828 | 302683 | 196147 |  |  |  | 0 | 0 | 0 | 0 | -- |  |  |  | 0 | 0 | 0 | 0 | -- |  |  |  |  | -- | [6 empty] | -- |  |  |  | 0 | 0 | 0 | -- | 0 | 0 | 2797369 | 1810828 |  |  |  | EIA | EIA | EIA | n/a | EIA | EIA |  | 0 | 0 | 0 | 0 | 302683 | 0 | 0 | 0 | 0 | 0 | 0 | 0 | 302683 | 0 | 0 | 302683 | 0 | 0 | 0 | 0 | 100 | 0 | 0 | 0 | 0 | 0 | 0 | 0 | 100 | 0 | 0 | 100
2912 | IA | New Harvest Wind Project LLC | 57609 | MidAmerican Energy Co | 12341 | Avangrid Renewables LLC | 15399 | Midcontinent Independent Transmission System Operator, Inc.. | MISO | MRO | MROW | MRO West | MISO | 19 | 047 | Crawford | 42.1597 | -95.4397 | 0 |  | WND | WIND |  | 0.34531 | 100 | [9 empty] | 2792614 | 825682 | 302493 | 89437 |  |  |  | 0 | 0 | 0 | 0 | -- |  |  |  | 0 | 0 | 0 | 0 | -- |  |  |  |  | -- | [6 empty] | -- |  |  |  | 0 | 0 | 0 | -- | 0 | 0 | 2792614 | 825682 |  |  |  | EIA | EIA | EIA | n/a | EIA | EIA |  | 0 | 0 | 0 | 0 | 0 | 0 | 302493 | 0 | 0 | 0 | 0 | 0 | 302493 | 302493 | 0 | 302493 | 0 | 0 | 0 | 0 | 0 | 0 | 100 | 0 | 0 | 0 | 0 | 0 | 100 | 100 | 0 | 100
7932 | PA | Merck & Company - West Point | 52149 | PECO Energy Co | 14940 | Merck & Co Inc-West Point | 12303 | PJM Interconnection, LLC | PJM | RFC | RFCE | RFC East | PJM | 42 | 091 | Montgomery | 40.2205 | -75.3016 | 1 |  | NG | GAS |  | 0.37889 | 91.1 | 0.70186 |  | Yes | 2054400.8 | 0.502 | 0.40111 |  | 1603383.6237 | 680603.5858 | 1603383.624 | 680603.586 | 302363.9 | 145058 | 29.535 | 11.095 | 0.458 | 93709.001 | 3563.915 | 356.404 | 93801.664 | -- | 0.195 | 0.153 | 0.003 | 619.843 | 0.012 | 0.001 | 620.455 | -- | 0.037 | 0.033 | 0.001 | 116.889 | -- | 0.195 | 0.153 | 0.003 | 619.842 | 0.012 | 0.001 | -- | 73.634 | 27.661 | 1.143 | 233623.112 | 8885.091 | 888.539 | -- | 3997347.847 | 1696792.482 | 3997347.847 | 1696792.482 | EPA/CAMD | EPA/CAMD | EIA | EIA | EIA | EIA | n/a | EPA/CAMD | EPA/CAMD | 5302.8206 | 0 | 4.9 | 302359.4 | 0 | 0 | 0 | 0 | 0 | 0 | 0 | 0 | 302364.3 | 0 | 0 | 302364.3 | 0 | 0 | 0.0016206 | 99.9984 | 0 | 0 | 0 | 0 | 0 | 0 | 0 | 0 | 100 | 0 | 0 | 100 | 0
1549 | CA | Salton Sea Power Gen Co - Unit 3 | 10759 | Imperial Irrigation District | 9216 | CalEnergy Operating Corporation | 49899 | Imperial Irrigation District | IID | WECC | AZNM | WECC Southwest |  | 06 | 025 | Imperial | 33.1582 | -115.6387 | 0 |  | GEO | GEOTHERMAL |  | 0.64022 | 53.9 | [9 empty] | 2790713 | 1192485 | 302287 | 129169 | 0 | 0 | 143.134 | 24537.336 | 0 | 0 | 24537.336 | -- | 0 | 0 | 0.947 | 162.345 | 0 | 0 | 162.345 | -- |  |  |  |  | -- | [6 empty] | -- | 0 | 0 | 143.134 | 24537.336 | 0 | 0 | -- | 0 | 0 | 2790713 | 1192485 | EIA | EIA | EIA | EIA | EIA | EIA | n/a | EIA | EIA |  | 0 | 0 | 0 | 0 | 0 | 0 | 0 | 0 | 302287 | 0 | 0 | 0 | 302287 | 302287 | 0 | 302287 | 0 | 0 | 0 | 0 | 0 | 0 | 0 | 0 | 100 | 0 | 0 | 0 | 100 | 100 | 0 | 100
4952 | MN | Mower County Wind Energy Center | 56424 | Dairyland Power Coop | 4716 | FPL Energy Mower County LLC | 54819 | Midcontinent Independent Transmission System Operator, Inc.. | MISO | MRO | MROW | MRO West | MISO | 27 | 099 | Mower | 43.6141 | -92.5988 | 0 |  | WND | WIND |  | 0.34807 | 98.9 | [9 empty] | 2783928 | 851698 | 301552 | 92255 |  |  |  | 0 | 0 | 0 | 0 | -- |  |  |  | 0 | 0 | 0 | 0 | -- |  |  |  |  | -- | [6 empty] | -- |  |  |  | 0 | 0 | 0 | -- | 0 | 0 | 2783928 | 851698 |  |  |  | EIA | EIA | EIA | n/a | EIA | EIA |  | 0 | 0 | 0 | 0 | 0 | 0 | 301552 | 0 | 0 | 0 | 0 | 0 | 301552 | 301552 | 0 | 301552 | 0 | 0 | 0 | 0 | 0 | 0 | 100 | 0 | 0 | 0 | 0 | 0 | 100 | 100 | 0 | 100
7202 | NY | Roseton Generating LLC | 8006 | Central Hudson Gas & Elec Corp | 3249 | CCI Roseton LLC | 5511 | New York Independent System Operator | NYIS | NPCC | NYUP | NPCC Upstate NY | NYISO | 36 | 071 | Orange | 41.5738 | -73.9663 | 2 | 2 | RFO | OIL |  | 0.02768 | 1242 | 1 | [6 empty] | 3368143.71 | 2652638.004 | 3368143.71 | 2652638.004 | 301183 | 233490 | 199.519 | 128.595 | 157.553 | 213991.005 | 10520.335 | 1491.082 | 214332.586 | -- | 1.325 | 1.102 | 1.046 | 1421.003 | 0.035 | 0.005 | 1423.271 | -- | 0.118 | 0.097 | 0.094 | 127.068 | -- | 1.325 | 1.102 | 1.046 | 1421.003 | 0.035 | 0.005 | -- | 199.519 | 128.595 | 157.553 | 213991.005 | 10520.335 | 1491.082 | -- | 3368143.71 | 2652638.004 | 3368143.71 | 2652638.004 | EPA/CAMD | EPA/CAMD | EPA/CAMD | EPA/CAMD | EIA | EIA | n/a | EPA/CAMD | EPA/CAMD | 11183.0472 | 0 | 62040.28 | 239142.72 | 0 | 0 | 0 | 0 | 0 | 0 | 0 | 0 | 301183 | 0 | 0 | 301183 | 0 | 0 | 20.5989 | 79.4011 | 0 | 0 | 0 | 0 | 0 | 0 | 0 | 0 | 100 | 0 | 0 | 100 | 0
8747 | TX | Sendero Wind Energy | 59654 | AEP Texas Central Company | 3278 | Sendero Wind Energy, LLC | 59428 | Electric Reliability Council of Texas, Inc. | ERCO | TRE | ERCT | ERCOT All | ERCOT | 48 | 247 | Jim Hogg | 27.18 | -98.9167 | 0 |  | WND | WIND |  | 0.44028 | 78 | [9 empty] | 2777281 | 1240300 | 300832 | 134348 |  |  |  | 0 | 0 | 0 | 0 | -- |  |  |  | 0 | 0 | 0 | 0 | -- |  |  |  |  | -- | [6 empty] | -- |  |  |  | 0 | 0 | 0 | -- | 0 | 0 | 2777281 | 1240300 |  |  |  | EIA | EIA | EIA | n/a | EIA | EIA |  | 0 | 0 | 0 | 0 | 0 | 0 | 300832 | 0 | 0 | 0 | 0 | 0 | 300832 | 300832 | 0 | 300832 | 0 | 0 | 0 | 0 | 0 | 0 | 100 | 0 | 0 | 0 | 0 | 0 | 100 | 100 | 0 | 100
9065 | VA | Mecklenburg Power Station | 52007 | Virginia Electric & Power Co | 19876 | Virginia Electric & Power Co | 19876 | PJM Interconnection, LLC | PJM | SERC | SRVC | SERC Virginia/Carolina | PJM | 51 | 117 | Mecklenburg | 36.6 | -78.53 | 2 |  | BIT | COAL | Yes | 0.24474 | 139.8 | 0.92544 | [6 empty] | 4096477.868 | 2291829.861 | 4096477.868 | 2291829.861 | 299716 | 165890 | 593.652 | 330.87 | 198.913 | 420298.372 | 87958.54 | 12807.948 | 423207.169 | -- | 3.961 | 3.989 | 1.327 | 2804.644 | 0.293 | 0.043 | 2824.055 | -- | 0.29 | 0.289 | 0.097 | 205.2 | -- | 3.961 | 3.989 | 1.327 | 2804.644 | 0.293 | 0.043 | -- | 593.652 | 330.87 | 198.913 | 420298.372 | 87958.54 | 12807.948 | -- | 4096477.868 | 2291829.861 | 4096477.868 | 2291829.861 | EPA/CAMD | EPA/CAMD | EPA/CAMD | EPA/CAMD | EIA | EIA | n/a | EPA/CAMD | EPA/CAMD | 13667.8651 | 296566.16 | 3149.84 | 0 | 0 | 0 | 0 | 0 | 0 | 0 | 0 | 0 | 299716 | 0 | 0 | 299716 | 0 | 98.9491 | 1.0509 | 0 | 0 | 0 | 0 | 0 | 0 | 0 | 0 | 0 | 100 | 0 | 0 | 100 | 0
1398 | CA | Pit 3 | 266 | Pacific Gas & Electric Co | 14328 | Pacific Gas & Electric Co | 14328 | California Independent System Operator | CISO | WECC | CAMX | WECC California | CAISO | 06 | 089 | Shasta | 40.9974 | -121.7481 | 0 |  | WAT | HYDRO |  | 0.42703 | 80.1 | [9 empty] | 2766221.001 | 858161.001 | 299634 | 92955 |  |  |  | 0 | 0 | 0 | 0 | -- |  |  |  | 0 | 0 | 0 | 0 | -- |  |  |  |  | -- | [6 empty] | -- |  |  |  | 0 | 0 | 0 | -- | 0 | 0 | 2766221.001 | 858161.001 |  |  |  | EIA | EIA | EIA | n/a | EIA | EIA |  | 0 | 0 | 0 | 0 | 299634 | 0 | 0 | 0 | 0 | 0 | 0 | 0 | 299634 | 0 | 0 | 299634 | 0 | 0 | 0 | 0 | 100 | 0 | 0 | 0 | 0 | 0 | 0 | 0 | 100 | 0 | 0 | 100
1942 | CA | Windstar 1 | 57774 | Southern California Edison Co | 17609 | Brookfield Energy Marketing LP | 11556 | California Independent System Operator | CISO | WECC | CAMX | WECC California | CAISO | 06 | 029 | Kern | 35.0542 | -118.3547 | 0 |  | WND | WIND |  | 0.28476 | 120 | [9 empty] | 2763517 | 1429945 | 299341 | 154890 |  |  |  | 0 | 0 | 0 | 0 | -- |  |  |  | 0 | 0 | 0 | 0 | -- |  |  |  |  | -- | [6 empty] | -- |  |  |  | 0 | 0 | 0 | -- | 0 | 0 | 2763517 | 1429945 |  |  |  | EIA | EIA | EIA | n/a | EIA | EIA |  | 0 | 0 | 0 | 0 | 0 | 0 | 299341 | 0 | 0 | 0 | 0 | 0 | 299341 | 299341 | 0 | 299341 | 0 | 0 | 0 | 0 | 0 | 0 | 100 | 0 | 0 | 0 | 0 | 0 | 100 | 100 | 0 | 100
9298 | WA | Longview Fibre | 54562 | PUD No 1 of Cowlitz County | 4442 | Longview Fibre Co | 11169 | Bonneville Power Administration | BPAT | WECC | NWPP | WECC Northwest |  | 53 | 015 | Cowlitz | 46.1039 | -122.9184 | 48 | 30 | BLQ | BIOMASS |  | 0.25297 | 135 | 0.91172 | Yes | Yes | 13758888 | 0.074 | 0.090036 |  | 1701665.3798 | 678032.4552 | 1701665.38 | 678032.455 | 299158 | 117213 | 69.867 | 27.147 | 372.52 | 9782.002 | 29903.164 | 8539.041 | 11419.536 | -- | 0.467 | 0.463 | 2.49 | 65.397 | 0.1 | 0.029 | 76.345 | -- | 0.082 | 0.08 | 0.438 | 11.497 | -- | 0.467 | 0.463 | 2.49 | 65.397 | 0.1 | 0.029 | -- | 775.993 | 301.51 | 4137.451 | 1972886.849 | 332124.303 | 94840.234 | -- | 18899820.14 | 7530676.48 | 18899820.14 | 7530676.48 | EPA/CAMD; EIA | EPA/CAMD; EIA | EIA | EIA | EIA | EIA | n/a | EIA | EIA | 5688.1828 | 0 | 0 | 29205.589 | 0 | 0 | 269952.408 | 0 | 0 | 0 | 0 | 0 | 29205.589 | 269952.408 | 269952.408 | 299157.997 | 0 | 0 | 0 | 9.7626 | 0 | 0 | 90.2374 | 0 | 0 | 0 | 0 | 0 | 9.7626 | 90.2374 | 90.2374 | 100 | 0
666 | CA | CE Leathers | 10631 | Imperial Irrigation District | 9216 | CalEnergy Operating Corporation | 49899 | Imperial Irrigation District | IID | WECC | AZNM | WECC Southwest |  | 06 | 025 | Imperial | 33.1779 | -115.565 | 0 |  | GEO | GEOTHERMAL |  | 0.74947 | 45.5 | [9 empty] | 2757819 | 1178429 | 298724 | 127646 | 0 | 0 | 141.447 | 24248.115 | 0 | 0 | 24248.115 | -- | 0 | 0 | 0.947 | 162.345 | 0 | 0 | 162.345 | -- |  |  |  |  | -- | [6 empty] | -- | 0 | 0 | 141.447 | 24248.115 | 0 | 0 | -- | 0 | 0 | 2757819 | 1178429 | EIA | EIA | EIA | EIA | EIA | EIA | n/a | EIA | EIA |  | 0 | 0 | 0 | 0 | 0 | 0 | 0 | 0 | 298724 | 0 | 0 | 0 | 298724 | 298724 | 0 | 298724 | 0 | 0 | 0 | 0 | 0 | 0 | 0 | 0 | 100 | 0 | 0 | 0 | 100 | 100 | 0 | 100
4475 | ME | Wyman Hydro | 1511 | Central Maine Power Co | 3266 | Brookfield White Pine Hydro LLC | 39006 | ISO New England Inc. | ISNE | NPCC | NEWE | NPCC New England | ISONE | 23 | 025 | Somerset | 45.0703 | -69.9064 | 0 |  | WAT | HYDRO |  | 0.47357 | 72 | [9 empty] | 2757477.999 | 954330 | 298686.999 | 103371.999 |  |  |  | 0 | 0 | 0 | 0 | -- |  |  |  | 0 | 0 | 0 | 0 | -- |  |  |  |  | -- | [6 empty] | -- |  |  |  | 0 | 0 | 0 | -- | 0 | 0 | 2757477.999 | 954330 |  |  |  | EIA | EIA | EIA | n/a | EIA | EIA |  | 0 | 0 | 0 | 0 | 298687 | 0 | 0 | 0 | 0 | 0 | 0 | 0 | 298687 | 0 | 0 | 298687 | 0 | 0 | 0 | 0 | 100 | 0 | 0 | 0 | 0 | 0 | 0 | 0 | 100 | 0 | 0 | 100
4969 | MN | Odell Wind Farm | 58657 | Northern States Power Co | 13780 | Algonquin Power Co | 59050 | Midcontinent Independent Transmission System Operator, Inc.. | MISO | MRO | MROW | MRO West | MISO | 27 | 033 | Cottonwood | 43.8533 | -94.9319 | 0 |  | WND | WIND |  | 0.16987 | 200 | [9 empty] | 2747480 | 798042 | 297604 | 86443 |  |  |  | 0 | 0 | 0 | 0 | -- |  |  |  | 0 | 0 | 0 | 0 | -- |  |  |  |  | -- | [6 empty] | -- |  |  |  | 0 | 0 | 0 | -- | 0 | 0 | 2747480 | 798042 |  |  |  | EIA | EIA | EIA | n/a | EIA | EIA |  | 0 | 0 | 0 | 0 | 0 | 0 | 297604 | 0 | 0 | 0 | 0 | 0 | 297604 | 297604 | 0 | 297604 | 0 | 0 | 0 | 0 | 0 | 0 | 100 | 0 | 0 | 0 | 0 | 0 | 100 | 100 | 0 | 100
8785 | TX | Sweetwater Wind 2 LLC | 56212 | Oncor Electric Delivery Company LLC | 44372 | Leeward Asset Management, LLC | 50123 | Electric Reliability Council of Texas, Inc. | ERCO | TRE | ERCT | ERCOT All | ERCOT | 48 | 353 | Nolan | 32.3472 | -100.3703 | 0 |  | WND | WIND |  | 0.37065 | 91.5 | [9 empty] | 2742752 | 1095099 | 297092 | 118620 |  |  |  | 0 | 0 | 0 | 0 | -- |  |  |  | 0 | 0 | 0 | 0 | -- |  |  |  |  | -- | [6 empty] | -- |  |  |  | 0 | 0 | 0 | -- | 0 | 0 | 2742752 | 1095099 |  |  |  | EIA | EIA | EIA | n/a | EIA | EIA |  | 0 | 0 | 0 | 0 | 0 | 0 | 297092 | 0 | 0 | 0 | 0 | 0 | 297092 | 297092 | 0 | 297092 | 0 | 0 | 0 | 0 | 0 | 0 | 100 | 0 | 0 | 0 | 0 | 0 | 100 | 100 | 0 | 100
9006 | VA | Clinch River | 3775 | Appalachian Power Co | 733 | Appalachian Power Co | 733 | PJM Interconnection, LLC | PJM | RFC | RFCW | RFC West | PJM | 51 | 167 | Russell | 36.9333 | -82.1997 | 3 | 2 | NG | GAS |  | 0.04759 | 712.5 | 1 | [6 empty] | 3511567.719 | 2791649.788 | 3511567.719 | 2791649.788 | 297008 | 239010 | 211.408 | 166.362 | 90.423 | 208502.53 | 7662.606 | 766.261 | 208701.758 | -- | 1.424 | 1.392 | 0.609 | 1404.02 | 0.026 | 0.003 | 1405.361 | -- | 0.12 | 0.119 | 0.052 | 118.752 | -- | 1.424 | 1.392 | 0.609 | 1404.02 | 0.026 | 0.003 | -- | 211.408 | 166.362 | 90.423 | 208502.53 | 7662.606 | 766.261 | -- | 3511567.719 | 2791649.788 | 3511567.719 | 2791649.788 | EPA/CAMD | EPA/CAMD | EPA/CAMD | EPA/CAMD | EIA | EIA | n/a | EPA/CAMD | EPA/CAMD | 11823.1419 | 0 | 0 | 297008 | 0 | 0 | 0 | 0 | 0 | 0 | 0 | 0 | 297008 | 0 | 0 | 297008 | 0 | 0 | 0 | 100 | 0 | 0 | 0 | 0 | 0 | 0 | 0 | 0 | 100 | 0 | 0 | 100 | 0
1591 | CA | Sargent Canyon Cogen Facility | 50864 | Pacific Gas & Electric Co | 14328 | Sargent Canyon Cogeneration Co | 16636 | California Independent System Operator | CISO | WECC | CAMX | WECC California | CAISO | 06 | 053 | Monterey | 35.9359 | -120.8408 | 0 |  | NG | GAS |  | 0.8855 | 38.2 | 0 |  | Yes | 1355307.2 | 0.746 | 0.49873 |  | 1982216.8535 | 820030.3162 | 1982216.853 | 820030.316 | 296315 | 139016 | 8.16 | 2.57 | 0.595 | 117801.307 | 4166.532 | 416.653 | 117909.637 | -- | 0.055 | 0.037 | 0.004 | 795.109 | 0.014 | 0.001 | 795.84 | -- | 0.008 | 0.006 | 0.001 | 118.858 | -- | 0.055 | 0.037 | 0.004 | 795.109 | 0.014 | 0.001 | -- | 16.362 | 5.154 | 1.193 | 236203.349 | 8354.312 | 835.431 | -- | 3974542.145 | 1644242.428 | 3974542.145 | 1644242.428 | EPA/CAMD | EPA/CAMD | EPA/CAMD | EPA/CAMD | EIA | EIA | n/a | EPA/CAMD | EPA/CAMD | 6689.5596 | 0 | 0 | 296315 | 0 | 0 | 0 | 0 | 0 | 0 | 0 | 0 | 296315 | 0 | 0 | 296315 | 0 | 0 | 0 | 100 | 0 | 0 | 0 | 0 | 0 | 0 | 0 | 0 | 100 | 0 | 0 | 100 | 0
9108 | VA | Southampton Power Station | 10774 | Virginia Electric & Power Co | 19876 | Virginia Electric & Power Co | 19876 | PJM Interconnection, LLC | PJM | SERC | SRVC | SERC Virginia/Carolina | PJM | 51 | 175 | Southampton | 36.6525 | -76.9953 | 2 | 2 | WDS | BIOMASS |  | 0.47538 | 71.1 | 0.54104 | Yes | Yes | 0 |  | 1 |  | 4437886.913 | 2026465.329 | 4437886.913 | 2026465.329 | 296083 | 134321 | 257.191 | 114.07 | 14.021 | 20509.966 | 317305.065 | 41654.579 | 30298.129 | -- | 1.737 | 1.698 | 0.095 | 138.542 | 1.072 | 0.141 | 204.66 | -- | 0.116 | 0.113 | 0.006 | 9.243 | -- | 1.737 | 1.698 | 0.095 | 138.542 | 1.072 | 0.141 | -- | 257.191 | 114.07 | 14.021 | 485382.987 | 317305.065 | 41654.579 | -- | 4437886.913 | 2026465.329 | 4437886.913 | 2026465.329 | EPA/CAMD | EPA/CAMD | EPA/CAMD | EPA/CAMD | EIA | EIA | n/a | EPA/CAMD | EPA/CAMD | 14988.6585 | 0 | 1218.326 | 0 | 0 | 0 | 294864.67 | 0 | 0 | 0 | 0 | 0 | 1218.326 | 294864.67 | 294864.67 | 296082.996 | 0 | 0 | 0.41148 | 0 | 0 | 0 | 99.5885 | 0 | 0 | 0 | 0 | 0 | 0.41148 | 99.5885 | 99.5885 | 100 | 0
8306 | TN | Resolute Forest Products - Calhoun Ops | 50956 | Tennessee Valley Authority | 18642 | Resolute Forest Products | 23931 | Tennessee Valley Authority | TVA | SERC | SRTV | SERC Tennessee Valley |  | 47 | 107 | McMinn | 35.2964 | -84.7569 | 15 |  | BIT | COAL |  | 0.53445 | 63.2 | 0.44258 | Yes | Yes | 10160737.6 | 0.099 | 0.11701 |  | 112952.6126 | 44892.867 | 112952.613 | 44892.867 | 295889.558 | 99893 | 94.52 | 4.875 | 0 | 0 | 42692.715 | 8949.54 | 0 | -- | 0.639 | 0.098 | 0 | 0 | 0.144 | 0.03 | 0 | -- | 1.674 | 0.217 | 0 | 0 | -- | 0.639 | 0.098 | 0 | 0 | 0.144 | 0.03 | -- | 807.774 | 41.659 | 0 | 99383.323 | 364854.742 | 76483.357 | -- | 965300.428 | 383657.383 | 965300.428 | 383657.383 | EPA/CAMD; EIA | EPA/CAMD | EIA | EIA | EIA | EIA | n/a | EPA/CAMD; EIA | EPA/CAMD | 381.7391 | 0 | 0 | 44973.176 | 0 | 0 | 248160.266 | 0 | 0 | 0 | 2756.12 | 0 | 47729.296 | 248160.266 | 248160.266 | 295889.562 | 0 | 0 | 0 | 15.1993 | 0 | 0 | 83.8692 | 0 | 0 | 0 | 0.93147 | 0 | 16.1308 | 83.8692 | 83.8692 | 100 | 0
1546 | CA | Salinas River Cogeneration Facility | 50865 | Pacific Gas & Electric Co | 14328 | Salinas River Cogeneration Co | 16506 | California Independent System Operator | CISO | WECC | CAMX | WECC California | CAISO | 06 | 053 | Monterey | 35.9515 | -120.8679 | 0 |  | NG | GAS |  | 0.86787 | 38.9 | 0 |  | Yes | 1394104 | 0.724 | 0.49119 |  | 1935940.6079 | 780422.4603 | 1935940.608 | 780422.46 | 295739 | 138746 | 5.36 | 1.852 | 0.581 | 115051.159 | 4178.522 | 417.852 | 115159.8 | -- | 0.036 | 0.027 | 0.004 | 778.059 | 0.014 | 0.001 | 778.793 | -- | 0.006 | 0.005 | 0.001 | 118.858 | -- | 0.036 | 0.027 | 0.004 | 778.059 | 0.014 | 0.001 | -- | 10.912 | 3.77 | 1.183 | 234230.929 | 8506.991 | 850.699 | -- | 3941352.463 | 1588850.388 | 3941352.463 | 1588850.388 | EPA/CAMD | EPA/CAMD | EPA/CAMD | EPA/CAMD | EIA | EIA | n/a | EPA/CAMD | EPA/CAMD | 6546.112 | 0 | 0 | 295739 | 0 | 0 | 0 | 0 | 0 | 0 | 0 | 0 | 295739 | 0 | 0 | 295739 | 0 | 0 | 0 | 100 | 0 | 0 | 0 | 0 | 0 | 0 | 0 | 0 | 100 | 0 | 0 | 100 | 0
9586 | WI | Wisconsin Rapids Pulp Mill | 10477 | Consolidated Water Power Co | 4247 | Verso Corporation | 55965 | Midcontinent Independent Transmission System Operator, Inc.. | MISO | MRO | MROE | MRO East | MISO | 55 | 141 | Wood | 44.3953 | -89.826 | 12 | 12 | BLQ | BIOMASS | Yes | 0.46606 | 72.3 | 0.55657 | Yes | Yes | 10111698.4 | 0.1 | 0.11726 |  | 1653341.7159 | 622894.6894 | 1653341.716 | 622894.689 | 295178 | 107293 | 193.503 | 72.002 | 345.07 | 43809.374 | 31909.556 | 7650.979 | 45330.327 | -- | 1.311 | 1.342 | 2.338 | 296.834 | 0.108 | 0.026 | 307.139 | -- | 0.234 | 0.231 | 0.417 | 52.995 | -- | 1.311 | 1.342 | 2.338 | 296.834 | 0.108 | 0.026 | -- | 1650.143 | 614.019 | 2942.669 | 1449482.926 | 272116.67 | 65245.625 | -- | 14099282.217 | 5311889.208 | 14099282.217 | 5311889.208 | EPA/CAMD; EIA | EPA/CAMD; EIA | EIA | EIA | EIA | EIA | n/a | EIA | EIA | 5601.1684 | 54669.691 | 0 | 35418.013 | 0 | 0 | 205090.3 | 0 | 0 | 0 | 0 | 0 | 90087.704 | 205090.3 | 205090.3 | 295178.004 | 0 | 18.5209 | 0 | 11.9989 | 0 | 0 | 69.4802 | 0 | 0 | 0 | 0 | 0 | 30.5198 | 69.4802 | 69.4802 | 100 | 0
486 | CA | Alta Wind VIII | 57835 | Southern California Edison Co | 17609 | Brookfield Energy Marketing LP | 11556 | California Independent System Operator | CISO | WECC | CAMX | WECC California | CAISO | 06 | 029 | Kern | 35.0267 | -118.2348 | 0 |  | WND | WIND |  | 0.22434 | 150 | [9 empty] | 2721493 | 1414777 | 294789 | 153247 |  |  |  | 0 | 0 | 0 | 0 | -- |  |  |  | 0 | 0 | 0 | 0 | -- |  |  |  |  | -- | [6 empty] | -- |  |  |  | 0 | 0 | 0 | -- | 0 | 0 | 2721493 | 1414777 |  |  |  | EIA | EIA | EIA | n/a | EIA | EIA |  | 0 | 0 | 0 | 0 | 0 | 0 | 294789 | 0 | 0 | 0 | 0 | 0 | 294789 | 294789 | 0 | 294789 | 0 | 0 | 0 | 0 | 0 | 0 | 100 | 0 | 0 | 0 | 0 | 0 | 100 | 100 | 0 | 100
8692 | TX | Post Wind Farm LP | 56457 | Brazos Electric Power Coop Inc | 2172 | FPL Energy Red Canyon LLC | 54870 | Electric Reliability Council of Texas, Inc. | ERCO | TRE | ERCT | ERCOT All | ERCOT | 48 | 033 | Borden | 32.9254 | -101.2194 | 0 |  | WND | WIND |  | 0.4003 | 84 | [9 empty] | 2719377 | 1077798 | 294560 | 116746 |  |  |  | 0 | 0 | 0 | 0 | -- |  |  |  | 0 | 0 | 0 | 0 | -- |  |  |  |  | -- | [6 empty] | -- |  |  |  | 0 | 0 | 0 | -- | 0 | 0 | 2719377 | 1077798 |  |  |  | EIA | EIA | EIA | n/a | EIA | EIA |  | 0 | 0 | 0 | 0 | 0 | 0 | 294560 | 0 | 0 | 0 | 0 | 0 | 294560 | 294560 | 0 | 294560 | 0 | 0 | 0 | 0 | 0 | 0 | 100 | 0 | 0 | 0 | 0 | 0 | 100 | 100 | 0 | 100
1040 | CA | Imperial Solar Energy Center South | 57490 | San Diego Gas & Electric Co | 16609 | CSOLAR IV South LLC | 56819 | California Independent System Operator | CISO | WECC | CAMX | WECC California | CAISO | 06 | 025 | Imperial | 32.6633 | -115.6583 | 0 |  | SUN | SOLAR |  | 0.26054 | 128.9 | [9 empty] | 2715972 | 1312707 | 294191 | 142191 |  |  |  | 0 | 0 | 0 | 0 | -- |  |  |  | 0 | 0 | 0 | 0 | -- |  |  |  |  | -- | [6 empty] | -- |  |  |  | 0 | 0 | 0 | -- | 0 | 0 | 2715972 | 1312707 |  |  |  | EIA | EIA | EIA | n/a | EIA | EIA |  | 0 | 0 | 0 | 0 | 0 | 0 | 0 | 294191 | 0 | 0 | 0 | 0 | 294191 | 294191 | 0 | 294191 | 0 | 0 | 0 | 0 | 0 | 0 | 0 | 100 | 0 | 0 | 0 | 0 | 100 | 100 | 0 | 100
485 | CA | Alta Wind Energy Center V | 57294 | Southern California Edison Co | 17609 | Terra-Gen Operating Co LLC | 2770 | California Independent System Operator | CISO | WECC | CAMX | WECC California | CAISO | 06 | 029 | Kern | 35.0086 | -118.2422 | 0 |  | WND | WIND |  | 0.19935 | 168 | [9 empty] | 2708465 | 1353531 | 293378 | 146613 |  |  |  | 0 | 0 | 0 | 0 | -- |  |  |  | 0 | 0 | 0 | 0 | -- |  |  |  |  | -- | [6 empty] | -- |  |  |  | 0 | 0 | 0 | -- | 0 | 0 | 2708465 | 1353531 |  |  |  | EIA | EIA | EIA | n/a | EIA | EIA |  | 0 | 0 | 0 | 0 | 0 | 0 | 293378 | 0 | 0 | 0 | 0 | 0 | 293378 | 293378 | 0 | 293378 | 0 | 0 | 0 | 0 | 0 | 0 | 100 | 0 | 0 | 0 | 0 | 0 | 100 | 100 | 0 | 100
4535 | MI | DTE East China | 55718 | ITC Transmission | 56068 | DTE Electric Company | 5109 | Midcontinent Independent Transmission System Operator, Inc.. | MISO | RFC | RFCM | RFC Michigan | MISO | 26 | 147 | St Clair | 42.7725 | -82.4953 | 0 |  | NG | GAS |  | 0.09357 | 357.6 | 1 | [6 empty] | 3496165.505 | 2836049.469 | 3496165.505 | 2836049.469 | 293125 | 238515 | 47.042 | 37.449 | 1.049 | 207792.933 | 7675.144 | 767.514 | 207992.487 | -- | 0.321 | 0.314 | 0.007 | 1417.777 | 0.026 | 0.003 | 1419.139 | -- | 0.027 | 0.026 | 0.001 | 118.869 | -- | 0.321 | 0.314 | 0.007 | 1417.777 | 0.026 | 0.003 | -- | 47.042 | 37.449 | 1.049 | 207792.933 | 7675.144 | 767.514 | -- | 3496165.505 | 2836049.469 | 3496165.505 | 2836049.469 | EPA/CAMD | EPA/CAMD | EPA/CAMD | EPA/CAMD | EIA | EIA | n/a | EPA/CAMD | EPA/CAMD | 11927.2171 | 0 | 0 | 293125 | 0 | 0 | 0 | 0 | 0 | 0 | 0 | 0 | 293125 | 0 | 0 | 293125 | 0 | 0 | 0 | 100 | 0 | 0 | 0 | 0 | 0 | 0 | 0 | 0 | 100 | 0 | 0 | 100 | 0
2615 | GA | Port Wentworth Mill | 50804 | Georgia Power Co | 7140 | International Paper Port Wentworth Mill | 20505 | Southern Company Services, Inc. - Trans | SOCO | SERC | SRSO | SERC South |  | 13 | 051 | Chatham | 32.1561 | -81.1586 | 4 | 4 | BLQ | BIOMASS |  | 0.46187 | 72.3 | 0.56355 | Yes | Yes | 4156267.2 | 0.24 | 0.24259 |  | 2566098.4497 | 984459.6042 | 2566098.45 | 984459.604 | 292525.63 | 120435 | 178.727 | 70.49 | 513.129 | 13357.587 | 50693.642 | 12970.36 | 15900.276 | -- | 1.222 | 1.171 | 3.508 | 91.326 | 0.173 | 0.044 | 108.71 | -- | 0.139 | 0.143 | 0.4 | 10.411 | -- | 1.222 | 1.171 | 3.508 | 91.326 | 0.173 | 0.044 | -- | 736.755 | 290.574 | 2115.234 | 1091280.608 | 208970.714 | 53466.772 | -- | 10578040.99 | 4058166.22 | 10578040.99 | 4058166.22 | EIA | EIA | EIA | EIA | EIA | EIA | n/a | EIA | EIA | 8772.2175 | 0 | 1208.673 | 27597.66 | 0 | 0 | 263719.298 | 0 | 0 | 0 | 0 | 0 | 28806.333 | 263719.298 | 263719.298 | 292525.631 | 0 | 0 | 0.41319 | 9.4343 | 0 | 0 | 90.1525 | 0 | 0 | 0 | 0 | 0 | 9.8475 | 90.1525 | 90.1525 | 100 | 0
1847 | CA | Valero Refinery Cogeneration Unit 1 | 55851 | Pacific Gas & Electric Co | 14328 | Valero Refining Co California | 19676 | California Independent System Operator | CISO | WECC | CAMX | WECC California | CAISO | 06 | 095 | Solano | 38.0736 | -122.1411 | 0 |  | NG | GAS |  | 0.6536 | 51 | 0.244 |  | Yes | 1244039.2 | 0.801 | 0.51647 |  | 1487438.5669 | 690016.5162 | 1487438.567 | 690016.516 | 292001 | 135458 | 208.78 | 97.949 | 2.377 | 86932.647 | 3279.294 | 327.862 | 87017.898 | -- | 1.43 | 1.446 | 0.016 | 595.427 | 0.011 | 0.001 | 596.011 | -- | 0.281 | 0.284 | 0.003 | 116.889 | -- | 1.43 | 1.446 | 0.016 | 595.427 | 0.011 | 0.001 | -- | 404.243 | 189.65 | 4.602 | 168320.127 | 6349.412 | 634.811 | -- | 2879998 | 1336019 | 2879998 | 1336019 | EIA | EIA | EIA | EIA | EIA | EIA | n/a | EIA | EIA | 5093.9503 | 0 | 0 | 265639.82 | 0 | 0 | 0 | 0 | 0 | 0 | 26361.176 | 0 | 292000.996 | 0 | 0 | 292000.996 | 0 | 0 | 0 | 90.9722 | 0 | 0 | 0 | 0 | 0 | 0 | 9.0278 | 0 | 100 | 0 | 0 | 100 | 0
5870 | NC | PCS Phosphate | 50509 | Duke Energy Progress - (NC) | 3046 | PCS Phosphate | 22175 | Progress Energy Carolinas - EAST | CPLE | SERC | SRVC | SERC Virginia/Carolina |  | 37 | 013 | Beaufort | 35.3763 | -76.7799 | 0 |  | WH | OTHF |  | 0.61644 | 54 | 0.30594 |  | Yes | 0 |  | 1 |  |  |  | 2692042 | 1249223 | 291599 | 135314 |  |  |  | 0 | 0 | 0 | 0 | -- |  |  |  | 0 | 0 | 0 | 0 | -- |  |  |  |  | -- |  |  |  | 0 | 0 | 0 | -- |  |  |  | 0 | 0 | 0 | -- | 0 | 0 | 2692042 | 1249223 |  |  |  | EIA | EIA | EIA | n/a | EIA | EIA |  | 0 | 0 | 0 | 0 | 0 | 0 | 0 | 0 | 0 | 0 | 291599 | 291599 | 0 | 0 | 291599 | 0 | 0 | 0 | 0 | 0 | 0 | 0 | 0 | 0 | 0 | 0 | 100 | 100 | 0 | 0 | 100 | 0
3540 | IN | Portside Energy | 55096 | Northern Indiana Pub Serv Co | 13756 | Portside Energy Corp | 15343 | Midcontinent Independent Transmission System Operator, Inc.. | MISO | RFC | RFCW | RFC West | MISO | 18 | 127 | Porter | 41.6317 | -87.1728 | 1 |  | NG | GAS |  | 0.5453 | 61 | 0.42451 |  | Yes | 15950820 | 0.062 | 0.07675 |  | 1024415.9828 | 113243.1472 | 1024415.983 | 113243.147 | 291384 | 129153 | 144.235 | 1.954 | 0.468 | 59871.51 | 3577.782 | 357.778 | 59964.532 | -- | 0.99 | 0.03 | 0.003 | 410.946 | 0.012 | 0.001 | 411.584 | -- | 0.282 | 0.035 | 0.001 | 116.889 | -- | 0.99 | 0.03 | 0.003 | 410.946 | 0.012 | 0.001 | -- | 1879.288 | 25.453 | 6.1 | 780087.064 | 46616.182 | 4661.618 | -- | 13347478 | 1475485 | 13347478 | 1475485 | EPA/CAMD; EIA | EPA/CAMD | EIA | EIA | EIA | EIA | n/a | EPA/CAMD; EIA | EPA/CAMD | 3515.6906 | 0 | 0 | 291384 | 0 | 0 | 0 | 0 | 0 | 0 | 0 | 0 | 291384 | 0 | 0 | 291384 | 0 | 0 | 0 | 100 | 0 | 0 | 0 | 0 | 0 | 0 | 0 | 0 | 100 | 0 | 0 | 100 | 0
6618 | NJ | Union County Resource Recovery | 50960 | Public Service Elec & Gas Co | 15477 | Covanta Union Operations LLC | 4440 | PJM Interconnection, LLC | PJM | RFC | RFCE | RFC East | PJM | 34 | 039 | Union | 40.6013 | -74.2664 | 3 | 3 | MSW | BIOMASS |  | 0.73788 | 45 | 0.10353 | Yes | Yes | 0 |  | 1 |  | 5241299.967 | 2198317.191 | 5241299.967 | 2198317.191 | 290873 | 117974 | 559.008 | 234.353 | 458.642 | 256769.224 | 369765.534 | 48531.726 | 268174.179 | -- | 3.844 | 3.973 | 3.154 | 1765.507 | 1.271 | 0.167 | 1843.926 | -- | 0.213 | 0.213 | 0.175 | 97.979 | -- | 3.844 | 3.973 | 3.154 | 1765.507 | 1.271 | 0.167 | -- | 559.008 | 234.353 | 458.642 | 524023.112 | 369765.534 | 48531.726 | -- | 5241299.967 | 2198317.191 | 5241299.967 | 2198317.191 | EIA | EIA | EIA | EIA | EIA | EIA | n/a | EIA | EIA | 18019.2041 | 0 | 0 | 0 | 0 | 0 | 290873 | 0 | 0 | 0 | 0 | 0 | 0 | 290873 | 290873 | 290873 | 0 | 0 | 0 | 0 | 0 | 0 | 100 | 0 | 0 | 0 | 0 | 0 | 0 | 100 | 100 | 100 | 0
6197 | NE | Archer Daniels Midland Columbus | 57046 | Loup River Public Power Dist | 11251 | Archer Daniels Midland Co | 772 | Southwest Power Pool | SWPP | SPP | MROW | MRO West |  | 31 | 141 | Platte | 41.4164 | -97.2863 | 2 | 2 | SUB | COAL | Yes | 0.46448 | 71.4 | 0.5592 |  | Yes | 4413230.4 | 0.225 | 0.23051 |  | 2250676.7877 | 988977.4479 | 2250676.788 | 988977.448 | 290515 | 141795 | 67.52 | 34.614 | 77.652 | 240466.576 | 54474.162 | 7923.029 | 242266.624 | -- | 0.465 | 0.488 | 0.535 | 1655.45 | 0.188 | 0.027 | 1667.842 | -- | 0.06 | 0.07 | 0.069 | 213.684 | -- | 0.465 | 0.488 | 0.535 | 1655.45 | 0.188 | 0.027 | -- | 292.917 | 150.163 | 336.869 | 1043193.324 | 236320.085 | 34371.726 | -- | 9763897.5 | 4290387 | 9763897.5 | 4290387 | EIA | EIA | EIA | EIA | EIA | EIA | n/a | EIA | EIA | 7747.1965 | 289933.23 | 0 | 581.768 | 0 | 0 | 0 | 0 | 0 | 0 | 0 | 0 | 290514.998 | 0 | 0 | 290514.998 | 0 | 99.7997 | 0 | 0.20025 | 0 | 0 | 0 | 0 | 0 | 0 | 0 | 0 | 100 | 0 | 0 | 100 | 0
6309 | NH | Comerford | 2349 | Town of Littleton - (NH) | 11196 | TransCanada Hydro Northeast Inc., | 50048 | ISO New England Inc. | ISNE | NPCC | NEWE | NPCC New England | ISONE | 33 | 009 | Grafton | 44.3251 | -72.001 | 0 |  | WAT | HYDRO |  | 0.26041 | 127.3 | [9 empty] | 2680946.001 | 720558 | 290396.999 | 78049.999 |  |  |  | 0 | 0 | 0 | 0 | -- |  |  |  | 0 | 0 | 0 | 0 | -- |  |  |  |  | -- | [6 empty] | -- |  |  |  | 0 | 0 | 0 | -- | 0 | 0 | 2680946.001 | 720558 |  |  |  | EIA | EIA | EIA | n/a | EIA | EIA |  | 0 | 0 | 0 | 0 | 290397 | 0 | 0 | 0 | 0 | 0 | 0 | 0 | 290397 | 0 | 0 | 290397 | 0 | 0 | 0 | 0 | 100 | 0 | 0 | 0 | 0 | 0 | 0 | 0 | 100 | 0 | 0 | 100
5345 | MT | NaturEner Glacier Wind Energy 2 | 57050 | Glacier Electric Coop, Inc | 7262 | NaturEner Glacier Wind Energy 2 LLC | 56366 | NaturEner Power Watch, LLC (GWA) | GWA | WECC | NWPP | WECC Northwest |  | 30 | 101 | Toole | 48.5333 | -112.1847 | 0 |  | WND | WIND |  | 0.32019 | 103.5 | [9 empty] | 2680092 | 924278 | 290305 | 100117 |  |  |  | 0 | 0 | 0 | 0 | -- |  |  |  | 0 | 0 | 0 | 0 | -- |  |  |  |  | -- | [6 empty] | -- |  |  |  | 0 | 0 | 0 | -- | 0 | 0 | 2680092 | 924278 |  |  |  | EIA | EIA | EIA | n/a | EIA | EIA |  | 0 | 0 | 0 | 0 | 0 | 0 | 290304.63 | 0 | 0 | 0 | 0 | 0 | 290304.63 | 290304.63 | 0 | 290304.63 | 0 | 0 | 0 | 0 | 0 | 0 | 100 | 0 | 0 | 0 | 0 | 0 | 100 | 100 | 0 | 100
7584 | OK | Sleeping Bear LLC | 56621 | Western Farmers Elec Coop, Inc | 20447 | NRG Energy Gas & Wind Holdings Inc | 59883 | Southwest Power Pool | SWPP | SPP | SPSO | SPP South |  | 40 | 059 | Harper | 36.6403 | -99.5006 | 0 |  | WND | WIND |  | 0.34989 | 94.5 | [9 empty] | 2673974 | 959897 | 289642 | 103975 |  |  |  | 0 | 0 | 0 | 0 | -- |  |  |  | 0 | 0 | 0 | 0 | -- |  |  |  |  | -- | [6 empty] | -- |  |  |  | 0 | 0 | 0 | -- | 0 | 0 | 2673974 | 959897 |  |  |  | EIA | EIA | EIA | n/a | EIA | EIA |  | 0 | 0 | 0 | 0 | 0 | 0 | 289642 | 0 | 0 | 0 | 0 | 0 | 289642 | 289642 | 0 | 289642 | 0 | 0 | 0 | 0 | 0 | 0 | 100 | 0 | 0 | 0 | 0 | 0 | 100 | 100 | 0 | 100
626 | CA | Cabrillo Power I Encina Power Station | 302 | San Diego Gas & Electric Co | 16609 | NRG Cabrillo Power Ops Inc | 13960 | California Independent System Operator | CISO | WECC | CAMX | WECC California | CAISO | 06 | 073 | San Diego | 33.1361 | -117.3364 | 5 | 5 | NG | GAS |  | 0.03288 | 999.6 | 1 | [6 empty] | 3955424.734 | 2428519.152 | 3955424.734 | 2428519.152 | 287880 | 188311 | 18.66 | 11.847 | 1.186 | 235061.961 | 8800.664 | 880.066 | 235290.778 | -- | 0.13 | 0.126 | 0.008 | 1633.055 | 0.031 | 0.003 | 1634.645 | -- | 0.009 | 0.01 | 0.001 | 118.855 | -- | 0.13 | 0.126 | 0.008 | 1633.055 | 0.031 | 0.003 | -- | 18.66 | 11.847 | 1.186 | 235061.961 | 8800.664 | 880.066 | -- | 3955424.734 | 2428519.152 | 3955424.734 | 2428519.152 | EPA/CAMD | EPA/CAMD | EPA/CAMD | EPA/CAMD | EIA | EIA | n/a | EPA/CAMD | EPA/CAMD | 13739.8386 | 0 | 0 | 287880 | 0 | 0 | 0 | 0 | 0 | 0 | 0 | 0 | 287880 | 0 | 0 | 287880 | 0 | 0 | 0 | 100 | 0 | 0 | 0 | 0 | 0 | 0 | 0 | 0 | 100 | 0 | 0 | 100 | 0
6477 | NJ | Hudson Generating Station | 2403 | Public Service Elec & Gas Co | 15477 | PSEG Fossil LLC | 15147 | PJM Interconnection, LLC | PJM | RFC | RFCE | RFC East | PJM | 34 | 017 | Hudson | 40.7478 | -74.0722 | 2 | 1 | BIT | COAL | Yes | 0.02672 | 1229.6 | 1 | [6 empty] | 4152233.387 | 3368458.234 | 4152233.387 | 3368458.234 | 287786 | 256765 | 175.268 | 144.727 | 18.459 | 239829.51 | 11453.963 | 1272 | 240146.937 | -- | 1.218 | 1.127 | 0.128 | 1666.721 | 0.04 | 0.004 | 1668.927 | -- | 0.084 | 0.086 | 0.009 | 115.518 | -- | 1.218 | 1.127 | 0.128 | 1666.721 | 0.04 | 0.004 | -- | 175.268 | 144.727 | 18.459 | 239829.51 | 11453.963 | 1272 | -- | 4152233.387 | 3368458.234 | 4152233.387 | 3368458.234 | EPA/CAMD | EPA/CAMD | EPA/CAMD | EPA/CAMD | EIA | EIA | n/a | EPA/CAMD | EPA/CAMD | 14428.198 | 4796.399 | 0 | 282989.6 | 0 | 0 | 0 | 0 | 0 | 0 | 0 | 0 | 287785.999 | 0 | 0 | 287785.999 | 0 | 1.6667 | 0 | 98.3333 | 0 | 0 | 0 | 0 | 0 | 0 | 0 | 0 | 100 | 0 | 0 | 100 | 0
3030 | ID | Bliss | 810 | Idaho Power Co | 9191 | Idaho Power Co | 9191 | Idaho Power Company | IPCO | WECC | NWPP | WECC Northwest |  | 16 | 047 | Gooding | 42.9138 | -115.071 | 0 |  | WAT | HYDRO |  | 0.43777 | 75 | [9 empty] | 2655236.001 | 1293899.001 | 287612.001 | 140154 |  |  |  | 0 | 0 | 0 | 0 | -- |  |  |  | 0 | 0 | 0 | 0 | -- |  |  |  |  | -- | [6 empty] | -- |  |  |  | 0 | 0 | 0 | -- | 0 | 0 | 2655236.001 | 1293899.001 |  |  |  | EIA | EIA | EIA | n/a | EIA | EIA |  | 0 | 0 | 0 | 0 | 287612 | 0 | 0 | 0 | 0 | 0 | 0 | 0 | 287612 | 0 | 0 | 287612 | 0 | 0 | 0 | 0 | 100 | 0 | 0 | 0 | 0 | 0 | 0 | 0 | 100 | 0 | 0 | 100
1881 | CA | W E Warne | 6196 | Southern California Edison Co | 17609 | California Dept. of Water Resources | 3255 | California Independent System Operator | CISO | WECC | CAMX | WECC California | CAISO | 06 | 037 | Los Angeles | 34.6853 | -118.7881 | 0 |  | WAT | HYDRO |  | 0.44225 | 74.2 | [9 empty] | 2653831 | 1386466 | 287460 | 150180 |  |  |  | 0 | 0 | 0 | 0 | -- |  |  |  | 0 | 0 | 0 | 0 | -- |  |  |  |  | -- | [6 empty] | -- |  |  |  | 0 | 0 | 0 | -- | 0 | 0 | 2653831 | 1386466 |  |  |  | EIA | EIA | EIA | n/a | EIA | EIA |  | 0 | 0 | 0 | 0 | 287460 | 0 | 0 | 0 | 0 | 0 | 0 | 0 | 287460 | 0 | 0 | 287460 | 0 | 0 | 0 | 0 | 100 | 0 | 0 | 0 | 0 | 0 | 0 | 0 | 100 | 0 | 0 | 100
1004 | CA | Hatchet Ridge Wind Project | 56654 | Pacific Gas & Electric Co | 14328 | Pattern Operators LP | 56545 | California Independent System Operator | CISO | WECC | CAMX | WECC California | CAISO | 06 | 089 | Shasta | 40.8981 | -121.8036 | 0 |  | WND | WIND |  | 0.32401 | 101.2 | [9 empty] | 2651800 | 878313 | 287240 | 95138 |  |  |  | 0 | 0 | 0 | 0 | -- |  |  |  | 0 | 0 | 0 | 0 | -- |  |  |  |  | -- | [6 empty] | -- |  |  |  | 0 | 0 | 0 | -- | 0 | 0 | 2651800 | 878313 |  |  |  | EIA | EIA | EIA | n/a | EIA | EIA |  | 0 | 0 | 0 | 0 | 0 | 0 | 287240 | 0 | 0 | 0 | 0 | 0 | 287240 | 287240 | 0 | 287240 | 0 | 0 | 0 | 0 | 0 | 0 | 100 | 0 | 0 | 0 | 0 | 0 | 100 | 100 | 0 | 100
8599 | TX | Majestic II Wind | 58363 | Southwestern Public Service Co | 17718 | NextEra Energy Majestic Wind | 58353 | Southwest Power Pool | SWPP | TRE | ERCT | ERCOT All |  | 48 | 065 | Carson | 35.386 | -101.5786 | 0 |  | WND | WIND |  | 0.41131 | 79.6 | [9 empty] | 2647765 | 1152624 | 286803 | 124851 |  |  |  | 0 | 0 | 0 | 0 | -- |  |  |  | 0 | 0 | 0 | 0 | -- |  |  |  |  | -- | [6 empty] | -- |  |  |  | 0 | 0 | 0 | -- | 0 | 0 | 2647765 | 1152624 |  |  |  | EIA | EIA | EIA | n/a | EIA | EIA |  | 0 | 0 | 0 | 0 | 0 | 0 | 286803 | 0 | 0 | 0 | 0 | 0 | 286803 | 286803 | 0 | 286803 | 0 | 0 | 0 | 0 | 0 | 0 | 100 | 0 | 0 | 0 | 0 | 0 | 100 | 100 | 0 | 100
1428 | CA | Puente Hills Energy Recovery | 10472 | Southern California Edison Co | 17609 | Los Angeles County Sanitation | 11217 | California Independent System Operator | CISO | WECC | CAMX | WECC California | CAISO | 06 | 037 | Los Angeles | 34.0233 | -118.0241 | 2 | 2 | LFG | BIOMASS |  | 0.52212 | 62.7 | 0.46314 | Yes | [5 empty] | 3390898.072 | 1463306.26 | 3390898.072 | 1463306.26 | 286774 | 124193 | 194.685 | 5.772 | 56.799 | 0.004 | 0 | 0 | 0.004 | -- | 1.358 | 0.093 | 0.396 | 0 | 0 | 0 | 0 | -- | 0.115 | 0.008 | 0.034 | 0 | -- | 1.358 | 0.093 | 0.396 | 0 | 0 | 0 | -- | 290.647 | 47.184 | 76.297 | 215321.314 | 7887.236 | 788.724 | -- | 3390898.072 | 1463306.26 | 3390898.072 | 1463306.26 | EPA/CAMD; EIA | EPA/CAMD; EIA | EIA | EIA | EIA | EIA | n/a | EPA/CAMD; EIA | EPA/CAMD; EIA | 11824.287 | 0 | 0 | 0 | 0 | 0 | 286774 | 0 | 0 | 0 | 0 | 0 | 0 | 286774 | 286774 | 286774 | 0 | 0 | 0 | 0 | 0 | 0 | 100 | 0 | 0 | 0 | 0 | 0 | 0 | 100 | 100 | 100 | 0
6690 | NM | High Lonesome Mesa LLC | 56945 | Tri-State G & T Assn, Inc | 30151 | NRG Energy Gas & Wind Holdings Inc | 59883 | Public Service Company of New Mexico | PNM | WECC | AZNM | WECC Southwest |  | 35 | 057 | Torrance | 34.4667 | -105.9625 | 0 |  | WND | WIND |  | 0.32698 | 100 | [9 empty] | 2644369 | 864614 | 286435 | 93654 |  |  |  | 0 | 0 | 0 | 0 | -- |  |  |  | 0 | 0 | 0 | 0 | -- |  |  |  |  | -- | [6 empty] | -- |  |  |  | 0 | 0 | 0 | -- | 0 | 0 | 2644369 | 864614 |  |  |  | EIA | EIA | EIA | n/a | EIA | EIA |  | 0 | 0 | 0 | 0 | 0 | 0 | 286435 | 0 | 0 | 0 | 0 | 0 | 286435 | 286435 | 0 | 286435 | 0 | 0 | 0 | 0 | 0 | 0 | 100 | 0 | 0 | 0 | 0 | 0 | 100 | 100 | 0 | 100
606 | CA | Brookfield Tehachapi 1 | 57962 | Southern California Edison Co | 17609 | Consolidated Edison Development Inc. | 56769 | California Independent System Operator | CISO | WECC | CAMX | WECC California | CAISO | 06 | 029 | Kern | 35.0083 | -118.2414 | 0 |  | WND | WIND |  | 0.32056 | 102 | [9 empty] | 2644305 | 1347014 | 286428 | 145907 |  |  |  | 0 | 0 | 0 | 0 | -- |  |  |  | 0 | 0 | 0 | 0 | -- |  |  |  |  | -- | [6 empty] | -- |  |  |  | 0 | 0 | 0 | -- | 0 | 0 | 2644305 | 1347014 |  |  |  | EIA | EIA | EIA | n/a | EIA | EIA |  | 0 | 0 | 0 | 0 | 0 | 0 | 286428 | 0 | 0 | 0 | 0 | 0 | 286428 | 286428 | 0 | 286428 | 0 | 0 | 0 | 0 | 0 | 0 | 100 | 0 | 0 | 0 | 0 | 0 | 100 | 100 | 0 | 100
5149 | MO | Harry Truman | 6141 | Southwestern Power Administration | 17716 | USCE-Kansas City District | 25477 | Southwestern Power Administration | SPA | SPP | SPSO | SPP South | SPP | 29 | 015 | Benton | 38.2623 | -93.4062 | 0 |  | WAT | HYDRO |  | 0.20222 | 161.4 | [6 empty] | Yes |  |  | 0 | 0 | 285915 | 113950.002 |  |  |  | 0 | 0 | 0 | 0 | -- |  |  |  | 0 | 0 | 0 | 0 | -- |  |  |  |  | -- | [6 empty] | -- |  |  |  | 0 | 0 | 0 | -- | 0 | 0 | 0 | 0 |  |  |  | EIA | EIA | EIA | n/a | EIA | EIA |  | 0 | 0 | 0 | 0 | 285915 | 0 | 0 | 0 | 0 | 0 | 0 | 0 | 285915 | 0 | 0 | 285915 | 0 | 0 | 0 | 0 | 100 | 0 | 0 | 0 | 0 | 0 | 0 | 0 | 100 | 0 | 0 | 100
4595 | MI | J B Sims | 1825 | City of Grand Haven - (MI) | 7483 | City of Grand Haven - (MI) | 7483 | Midcontinent Independent Transmission System Operator, Inc.. | MISO | RFC | RFCM | RFC Michigan | MISO | 26 | 139 | Ottawa | 43.0706 | -86.235 | 1 | 1 | BIT | COAL | Yes | 0.40783 | 80 | 0.65362 | [6 empty] | 2964718.961 | 1771404.967 | 2964718.961 | 1771404.967 | 285805 | 173958 | 460.471 | 264.836 | 365.314 | 304178.927 | 83441.604 | 12135.863 | 306936.123 | -- | 3.222 | 3.045 | 2.556 | 2128.577 | 0.292 | 0.042 | 2147.871 | -- | 0.311 | 0.299 | 0.246 | 205.199 | -- | 3.222 | 3.045 | 2.556 | 2128.577 | 0.292 | 0.042 | -- | 460.471 | 264.836 | 365.314 | 304178.927 | 83441.604 | 12135.863 | -- | 2964718.961 | 1771404.967 | 2964718.961 | 1771404.967 | EPA/CAMD | EPA/CAMD | EPA/CAMD | EPA/CAMD | EIA | EIA | n/a | EPA/CAMD | EPA/CAMD | 10373.2228 | 284924.09 | 0 | 880.912 | 0 | 0 | 0 | 0 | 0 | 0 | 0 | 0 | 285805.002 | 0 | 0 | 285805.002 | 0 | 99.6918 | 0 | 0.30822 | 0 | 0 | 0 | 0 | 0 | 0 | 0 | 0 | 100 | 0 | 0 | 100 | 0
4676 | MI | Shiras | 1843 | City of Marquette - (MI) | 11701 | City of Marquette - (MI) | 11701 | Midcontinent Independent Transmission System Operator, Inc.. | MISO | RFC | MROE | MRO East | MISO | 26 | 103 | Marquette | 46.5306 | -87.3922 | 3 | 1 | SUB | COAL | Yes | 0.42091 | 77.5 | 0.63181 | [6 empty] | 3798324.723 | 1671201.7 | 3798324.723 | 1671201.7 | 285757 | 122867 | 373.471 | 166.689 | 243.618 | 398374.326 | 86932.979 | 12645.666 | 401247.2 | -- | 2.614 | 2.713 | 1.705 | 2788.203 | 0.304 | 0.044 | 2808.311 | -- | 0.197 | 0.199 | 0.128 | 209.763 | -- | 2.614 | 2.713 | 1.705 | 2788.203 | 0.304 | 0.044 | -- | 373.471 | 166.689 | 243.618 | 398374.326 | 86932.979 | 12645.666 | -- | 3798324.723 | 1671201.7 | 3798324.723 | 1671201.7 | EPA/CAMD | EPA/CAMD | EPA/CAMD | EPA/CAMD | EIA | EIA | n/a | EPA/CAMD | EPA/CAMD | 13292.1494 | 285571.638 | 185.362 | 0 | 0 | 0 | 0 | 0 | 0 | 0 | 0 | 0 | 285757 | 0 | 0 | 285757 | 0 | 99.9351 | 0.064867 | 0 | 0 | 0 | 0 | 0 | 0 | 0 | 0 | 0 | 100 | 0 | 0 | 100 | 0
7120 | NY | Nissequogue Energy Center | 54149 | Long Island Power Authority | 11171 | Nissequoque Cogen Partners | 13587 | New York Independent System Operator | NYIS | NPCC | NYLI | NPCC Long Island | NYISO | 36 | 103 | Suffolk | 40.9168 | -73.1291 | 0 |  | NG | GAS |  | 0.69245 | 47 | 0.17925 |  | Yes | 1193327.2 | 0.815 | 0.52089 |  | 1698329.3137 | 709713.8826 | 1698329.314 | 709713.883 | 285095 | 149018 | 63.004 | 26.476 | 0.509 | 100930.613 | 3519.151 | 351.915 | 101022.111 | -- | 0.442 | 0.355 | 0.004 | 708.049 | 0.012 | 0.001 | 708.691 | -- | 0.074 | 0.075 | 0.001 | 118.859 | -- | 0.442 | 0.355 | 0.004 | 708.049 | 0.012 | 0.001 | -- | 120.956 | 50.828 | 0.978 | 193766.913 | 6756.078 | 675.608 | -- | 3260458.044 | 1362510.98 | 3260458.044 | 1362510.98 | EPA/CAMD | EPA/CAMD | EPA/CAMD | EPA/CAMD | EIA | EIA | n/a | EPA/CAMD | EPA/CAMD | 5957.0645 | 0 | 0 | 285095 | 0 | 0 | 0 | 0 | 0 | 0 | 0 | 0 | 285095 | 0 | 0 | 285095 | 0 | 0 | 0 | 100 | 0 | 0 | 0 | 0 | 0 | 0 | 0 | 0 | 100 | 0 | 0 | 100 | 0
7660 | OR | FPL Energy Vansycle LLC (OR) | 55989 | Bonneville Power Administration | 1738 | FPL Energy Vansycle LLC | 6607 | Bonneville Power Administration | BPAT | WECC | NWPP | WECC Northwest |  | 41 | 059 | Umatilla | 46.0128 | -118.8162 | 0 |  | WND | WIND |  | 0.26482 | 122.8 | [9 empty] | 2629976 | 1062825 | 284876 | 115124 |  |  |  | 0 | 0 | 0 | 0 | -- |  |  |  | 0 | 0 | 0 | 0 | -- |  |  |  |  | -- | [6 empty] | -- |  |  |  | 0 | 0 | 0 | -- | 0 | 0 | 2629976 | 1062825 |  |  |  | EIA | EIA | EIA | n/a | EIA | EIA |  | 0 | 0 | 0 | 0 | 0 | 0 | 284876 | 0 | 0 | 0 | 0 | 0 | 284876 | 284876 | 0 | 284876 | 0 | 0 | 0 | 0 | 0 | 0 | 100 | 0 | 0 | 0 | 0 | 0 | 100 | 100 | 0 | 100
5344 | MT | NaturEner Glacier Wind Energy 1 | 57049 | NorthWestern Energy LLC - (MT) | 12825 | NaturEner Glacier Wind Energy 1 LLC | 56365 | NaturEner Power Watch, LLC (GWA) | GWA | WECC | NWPP | WECC Northwest |  | 30 | 101 | Toole | 48.51 | -112.1097 | 0 |  | WND | WIND |  | 0.30502 | 106.5 | [9 empty] | 2627109 | 887801 | 284566 | 96166 |  |  |  | 0 | 0 | 0 | 0 | -- |  |  |  | 0 | 0 | 0 | 0 | -- |  |  |  |  | -- | [6 empty] | -- |  |  |  | 0 | 0 | 0 | -- | 0 | 0 | 2627109 | 887801 |  |  |  | EIA | EIA | EIA | n/a | EIA | EIA |  | 0 | 0 | 0 | 0 | 0 | 0 | 284565.6 | 0 | 0 | 0 | 0 | 0 | 284565.6 | 284565.6 | 0 | 284565.6 | 0 | 0 | 0 | 0 | 0 | 0 | 100 | 0 | 0 | 0 | 0 | 0 | 100 | 100 | 0 | 100
8065 | RI | Ocean State Power II | 54324 | The Narragansett Electric Co | 13214 | Ocean State Power II | 27770 | ISO New England Inc. | ISNE | NPCC | NEWE | NPCC New England | ISONE | 44 | 007 | Providence | 42.0099 | -71.6701 | 2 |  | NG | GAS |  | 0.12773 | 254.2 | 1 | [6 empty] | 2776640.764 | 2231600.656 | 2776640.764 | 2231600.656 | 284436 | 226391 | 30.354 | 21.222 | 0.843 | 167034.138 | 6012.211 | 651.659 | 167198.273 | -- | 0.213 | 0.187 | 0.006 | 1174.494 | 0.021 | 0.002 | 1175.648 | -- | 0.022 | 0.019 | 0.001 | 120.314 | -- | 0.213 | 0.187 | 0.006 | 1174.494 | 0.021 | 0.002 | -- | 30.354 | 21.222 | 0.843 | 167034.138 | 6012.211 | 651.659 | -- | 2776640.764 | 2231600.656 | 2776640.764 | 2231600.656 | EPA/CAMD | EPA/CAMD | EPA/CAMD | EPA/CAMD | EIA | EIA | n/a | EPA/CAMD | EPA/CAMD | 9761.9176 | 0 | 7463.149 | 276972.849 | 0 | 0 | 0 | 0 | 0 | 0 | 0 | 0 | 284435.998 | 0 | 0 | 284435.998 | 0 | 0 | 2.6238 | 97.3762 | 0 | 0 | 0 | 0 | 0 | 0 | 0 | 0 | 100 | 0 | 0 | 100 | 0
9688 | WY | Rolling Hills | 56842 | PacifiCorp | 14354 | PacifiCorp | 14354 | PacifiCorp - East | PACE | WECC | NWPP | WECC Northwest |  | 56 | 009 | Converse | 43.0572 | -105.8543 | 0 |  | WND | WIND |  | 0.32766 | 99 | [9 empty] | 2623327 | 785347 | 284156 | 85068 |  |  |  | 0 | 0 | 0 | 0 | -- |  |  |  | 0 | 0 | 0 | 0 | -- |  |  |  |  | -- | [6 empty] | -- |  |  |  | 0 | 0 | 0 | -- | 0 | 0 | 2623327 | 785347 |  |  |  | EIA | EIA | EIA | n/a | EIA | EIA |  | 0 | 0 | 0 | 0 | 0 | 0 | 284156 | 0 | 0 | 0 | 0 | 0 | 284156 | 284156 | 0 | 284156 | 0 | 0 | 0 | 0 | 0 | 0 | 100 | 0 | 0 | 0 | 0 | 0 | 100 | 100 | 0 | 100
8196 | SC | W S Lee | 3264 | Duke Energy Carolinas, LLC | 5416 | Duke Energy Carolinas, LLC | 5416 | Duke Energy Carolinas | DUK | SERC | SRVC | SERC Virginia/Carolina |  | 45 | 007 | Anderson | 34.6022 | -82.435 | 3 | 1 | NG | GAS |  | 0.02309 | 1404.5 | 1 | [6 empty] | 3262415.791 | 2412472.116 | 3262415.791 | 2412472.116 | 284118 | 207858 | 117.801 | 85.027 | 0.981 | 194094.528 | 7301.081 | 736.616 | 194285.365 | -- | 0.829 | 0.818 | 0.007 | 1366.295 | 0.026 | 0.003 | 1367.639 | -- | 0.072 | 0.07 | 0.001 | 118.988 | -- | 0.829 | 0.818 | 0.007 | 1366.295 | 0.026 | 0.003 | -- | 117.801 | 85.027 | 0.981 | 194094.528 | 7301.081 | 736.616 | -- | 3262415.791 | 2412472.116 | 3262415.791 | 2412472.116 | EPA/CAMD | EPA/CAMD | EPA/CAMD | EPA/CAMD | EIA | EIA | n/a | EPA/CAMD | EPA/CAMD | 11482.6086 | 0 | 235.253 | 283882.748 | 0 | 0 | 0 | 0 | 0 | 0 | 0 | 0 | 284118.001 | 0 | 0 | 284118.001 | 0 | 0 | 0.082801 | 99.9172 | 0 | 0 | 0 | 0 | 0 | 0 | 0 | 0 | 100 | 0 | 0 | 100 | 0
9320 | WA | Nippon Dynawave Packaging Longview WA | 50187 | PUD No 1 of Cowlitz County | 4442 | Nippon Dynawave Packaging Co. | 60561 | Bonneville Power Administration | BPAT | WECC | NWPP | WECC Northwest |  | 53 | 015 | Cowlitz | 46.1236 | -122.9728 | 7 | 7 | BLQ | BIOMASS | Yes | 0.51967 | 62.4 | 0.46722 | Yes | Yes | 11755632.8 | 0.082 | 0.099069 |  | 1597045.8646 | 670839.4724 | 1597045.865 | 670839.472 | 284063.38 | 106681 | 172.208 | 69.444 | 325.449 | 32140.604 | 28540.09 | 7133.335 | 33545.942 | -- | 1.212 | 1.302 | 2.291 | 226.292 | 0.1 | 0.025 | 236.186 | -- | 0.216 | 0.207 | 0.408 | 40.25 | -- | 1.212 | 1.302 | 2.291 | 226.292 | 0.1 | 0.025 | -- | 1738.272 | 700.972 | 3285.092 | 1632943.051 | 288084.141 | 72004.001 | -- | 16120607.272 | 6771464.688 | 16120607.272 | 6771464.688 | EPA/CAMD; EIA | EPA/CAMD; EIA | EPA/CAMD; EIA | EIA | EIA | EIA | n/a | EIA | EIA | 5622.1461 | 32999.189 | 815.355 | 38880.139 | 0 | 0 | 211368.705 | 0 | 0 | 0 | 0 | 0 | 72694.683 | 211368.705 | 211368.705 | 284063.388 | 0 | 11.6168 | 0.28703 | 13.6871 | 0 | 0 | 74.409 | 0 | 0 | 0 | 0 | 0 | 25.591 | 74.409 | 74.409 | 100 | 0
4571 | MI | Gratiot County Wind LLC | 58677 | Michigan Electric Transmission Company | 56163 | Invenergy Services LLC | 49893 | Midcontinent Independent Transmission System Operator, Inc.. | MISO | RFC | RFCM | RFC Michigan | MISO | 26 | 057 | Gratiot | 43.4081 | -84.4622 | 0 |  | WND | WIND |  | 0.29371 | 110.4 | [9 empty] | 2622361 | 784277 | 284051 | 84952 |  |  |  | 0 | 0 | 0 | 0 | -- |  |  |  | 0 | 0 | 0 | 0 | -- |  |  |  |  | -- | [6 empty] | -- |  |  |  | 0 | 0 | 0 | -- | 0 | 0 | 2622361 | 784277 |  |  |  | EIA | EIA | EIA | n/a | EIA | EIA |  | 0 | 0 | 0 | 0 | 0 | 0 | 284051 | 0 | 0 | 0 | 0 | 0 | 284051 | 284051 | 0 | 284051 | 0 | 0 | 0 | 0 | 0 | 0 | 100 | 0 | 0 | 0 | 0 | 0 | 100 | 100 | 0 | 100
3720 | KS | Tecumseh Energy Center | 1252 | Westar Energy Inc | 22500 | Westar Energy Inc | 22500 | Southwest Power Pool | SWPP | SPP | SPNO | SPP North |  | 20 | 177 | Shawnee | 39.0539 | -95.5689 | 2 | 1 | SUB | COAL | Yes | 0.11155 | 290 | 1 | [6 empty] | 3742169.37 | 1853356.588 | 3742169.37 | 1853356.588 | 283392 | 141607 | 238.998 | 120.151 | 1021.259 | 391655.037 | 81899.571 | 11906.58 | 394360.502 | -- | 1.687 | 1.697 | 7.207 | 2764.051 | 0.289 | 0.042 | 2783.145 | -- | 0.128 | 0.13 | 0.546 | 209.32 | -- | 1.687 | 1.697 | 7.207 | 2764.051 | 0.289 | 0.042 | -- | 238.998 | 120.151 | 1021.259 | 391655.037 | 81899.571 | 11906.58 | -- | 3742169.37 | 1853356.588 | 3742169.37 | 1853356.588 | EPA/CAMD | EPA/CAMD | EPA/CAMD | EPA/CAMD | EIA | EIA | n/a | EPA/CAMD | EPA/CAMD | 13204.9223 | 278579 | 0 | 4813.002 | 0 | 0 | 0 | 0 | 0 | 0 | 0 | 0 | 283392.002 | 0 | 0 | 283392.002 | 0 | 98.3016 | 0 | 1.6984 | 0 | 0 | 0 | 0 | 0 | 0 | 0 | 0 | 100 | 0 | 0 | 100 | 0
1635 | CA | Shiloh IV Wind Project LLC | 57725 | Pacific Gas & Electric Co | 14328 | EDF Renewable Asset Holdings, Inc. | 57170 | California Independent System Operator | CISO | WECC | CAMX | WECC California | CAISO | 06 | 095 | Solano | 38.1375 | -121.8553 | 0 |  | WND | WIND |  | 0.31502 | 102.5 | [9 empty] | 2611365 | 1746298 | 282860 | 189157 |  |  |  | 0 | 0 | 0 | 0 | -- |  |  |  | 0 | 0 | 0 | 0 | -- |  |  |  |  | -- | [6 empty] | -- |  |  |  | 0 | 0 | 0 | -- | 0 | 0 | 2611365 | 1746298 |  |  |  | EIA | EIA | EIA | n/a | EIA | EIA |  | 0 | 0 | 0 | 0 | 0 | 0 | 282860 | 0 | 0 | 0 | 0 | 0 | 282860 | 282860 | 0 | 282860 | 0 | 0 | 0 | 0 | 0 | 0 | 100 | 0 | 0 | 0 | 0 | 0 | 100 | 100 | 0 | 100
6403 | NJ | Camden Plant Holding, LLC | 10751 | Public Service Elec & Gas Co | 15477 | Morris Energy Operations Company, LLC | 56516 | PJM Interconnection, LLC | PJM | RFC | RFCE | RFC East | PJM | 34 | 007 | Camden | 39.9175 | -75.1192 | 1 |  | NG | GAS |  | 0.20561 | 157 | 0.99066 |  | Yes | 0 |  | 1 |  | 2645388.761 | 1870651.543 | 2645388.761 | 1870651.543 | 282774.4 | 196813 | 43.494 | 31.475 | 0.794 | 157208.561 | 5562.113 | 556.211 | 157353.176 | -- | 0.308 | 0.32 | 0.006 | 1111.901 | 0.02 | 0.002 | 1112.924 | -- | 0.033 | 0.034 | 0.001 | 118.855 | -- | 0.308 | 0.32 | 0.006 | 1111.901 | 0.02 | 0.002 | -- | 43.494 | 31.475 | 0.794 | 157208.561 | 5562.113 | 556.211 | -- | 2645388.761 | 1870651.543 | 2645388.761 | 1870651.543 | EPA/CAMD | EPA/CAMD | EPA/CAMD | EPA/CAMD | EIA | EIA | n/a | EPA/CAMD | EPA/CAMD | 9355.1211 | 0 | 0 | 282774.4 | 0 | 0 | 0 | 0 | 0 | 0 | 0 | 0 | 282774.4 | 0 | 0 | 282774.4 | 0 | 0 | 0 | 100 | 0 | 0 | 0 | 0 | 0 | 0 | 0 | 0 | 100 | 0 | 0 | 100 | 0
965 | CA | Golden Hills Wind | 60049 | Pacific Gas & Electric Co | 14328 | Golden Hills Wind, LLC | 59780 | California Independent System Operator | CISO | WECC | CAMX | WECC California | CAISO | 06 | 001 | Alameda | 37.7133 | -121.6404 | 0 |  | WND | WIND |  | 0.37573 | 85.9 | [9 empty] | 2610173 | 1631876 | 282731 | 176763 |  |  |  | 0 | 0 | 0 | 0 | -- |  |  |  | 0 | 0 | 0 | 0 | -- |  |  |  |  | -- | [6 empty] | -- |  |  |  | 0 | 0 | 0 | -- | 0 | 0 | 2610173 | 1631876 |  |  |  | EIA | EIA | EIA | n/a | EIA | EIA |  | 0 | 0 | 0 | 0 | 0 | 0 | 282731 | 0 | 0 | 0 | 0 | 0 | 282731 | 282731 | 0 | 282731 | 0 | 0 | 0 | 0 | 0 | 0 | 100 | 0 | 0 | 0 | 0 | 0 | 100 | 100 | 0 | 100
8976 | VA | Altavista Power Station | 10773 | Virginia Electric & Power Co | 19876 | Virginia Electric & Power Co | 19876 | PJM Interconnection, LLC | PJM | SERC | SRVC | SERC Virginia/Carolina | PJM | 51 | 031 | Campbell | 37.1187 | -79.2736 | 2 | 2 | WDS | BIOMASS |  | 0.45385 | 71.1 | 0.57691 | Yes | [5 empty] | 4043604.686 | 1737126.201 | 4043604.686 | 1737126.201 | 282677 | 124812 | 232.51 | 103.938 | 11.523 | 944.981 | 300878.318 | 39489.003 | 10224.998 | -- | 1.645 | 1.666 | 0.082 | 6.686 | 1.064 | 0.14 | 72.344 | -- | 0.115 | 0.12 | 0.006 | 0.467 | -- | 1.645 | 1.666 | 0.082 | 6.686 | 1.064 | 0.14 | -- | 232.51 | 103.938 | 11.523 | 441859.419 | 300878.318 | 39489.003 | -- | 4043604.686 | 1737126.201 | 4043604.686 | 1737126.201 | EPA/CAMD | EPA/CAMD | EPA/CAMD | EPA/CAMD | EIA | EIA | n/a | EPA/CAMD | EPA/CAMD | 14304.6824 | 0 | 0 | 1215.339 | 0 | 0 | 281461.66 | 0 | 0 | 0 | 0 | 0 | 1215.339 | 281461.66 | 281461.66 | 282676.999 | 0 | 0 | 0 | 0.42994 | 0 | 0 | 99.5701 | 0 | 0 | 0 | 0 | 0 | 0.42994 | 99.5701 | 99.5701 | 100 | 0
9048 | VA | Hopewell Mill | 50813 | Virginia Electric & Power Co | 19876 | RockTenn-Hopewell | 18147 | PJM Interconnection, LLC | PJM | SERC | SRVC | SERC Virginia/Carolina | PJM | 51 | 670 | Hopewell City | 37.2914 | -77.2816 | 2 | 2 | BLQ | BIOMASS | Yes | 0.67784 | 47.6 | 0.20359 | Yes | Yes | 4458676.8 | 0.216 | 0.22389 |  | 2047363.4468 | 788479.6414 | 2047363.447 | 788479.641 | 282645 | 122127 | 86.177 | 33.633 | 389.155 | 33736.176 | 48409.814 | 10244.18 | 35832.327 | -- | 0.61 | 0.551 | 2.754 | 238.718 | 0.171 | 0.036 | 253.55 | -- | 0.084 | 0.085 | 0.38 | 32.956 | -- | 0.61 | 0.551 | 2.754 | 238.718 | 0.171 | 0.036 | -- | 384.91 | 150.223 | 1738.155 | 908190.083 | 216221.837 | 45755.505 | -- | 9144523.6 | 3521734.6 | 9144523.6 | 3521734.6 | EIA | EIA | EIA | EIA | EIA | EIA | n/a | EIA | EIA | 7243.5863 | 15727.548 | 219.281 | 49570.071 | 0 | 0 | 217128.099 | 0 | 0 | 0 | 0 | 0 | 65516.9 | 217128.099 | 217128.099 | 282644.999 | 0 | 5.5644 | 0.077582 | 17.5379 | 0 | 0 | 76.8201 | 0 | 0 | 0 | 0 | 0 | 23.1799 | 76.8201 | 76.8201 | 100 | 0
9594 | WV | Belleville Dam | 7594 | Ohio Power Co | 14006 | American Mun Power-Ohio, Inc | 40577 | PJM Interconnection, LLC | PJM | RFC | RFCW | RFC West | PJM | 54 | 107 | Wood | 39.1192 | -81.7375 | 0 |  | WAT | HYDRO |  | 0.76737 | 42 | [9 empty] | 2606461 | 1032079 | 282329 | 111794 |  |  |  | 0 | 0 | 0 | 0 | -- |  |  |  | 0 | 0 | 0 | 0 | -- |  |  |  |  | -- | [6 empty] | -- |  |  |  | 0 | 0 | 0 | -- | 0 | 0 | 2606461 | 1032079 |  |  |  | EIA | EIA | EIA | n/a | EIA | EIA |  | 0 | 0 | 0 | 0 | 282329 | 0 | 0 | 0 | 0 | 0 | 0 | 0 | 282329 | 0 | 0 | 282329 | 0 | 0 | 0 | 0 | 100 | 0 | 0 | 0 | 0 | 0 | 0 | 0 | 100 | 0 | 0 | 100
3181 | IL | Bishop Hill II Wind Farm | 58111 | Ameren Illinois Company | 56697 | Bishop Hill Energy II, LLC | 59870 | Midcontinent Independent Transmission System Operator, Inc.. | MISO | SERC | SRMW | SERC Midwest | MISO | 17 | 073 | Henry | 41.2325 | -90.1742 | 0 |  | WND | WIND |  | 0.39782 | 81 | [9 empty] | 2605989 | 742704 | 282278 | 80449 |  |  |  | 0 | 0 | 0 | 0 | -- |  |  |  | 0 | 0 | 0 | 0 | -- |  |  |  |  | -- | [6 empty] | -- |  |  |  | 0 | 0 | 0 | -- | 0 | 0 | 2605989 | 742704 |  |  |  | EIA | EIA | EIA | n/a | EIA | EIA |  | 0 | 0 | 0 | 0 | 0 | 0 | 282278 | 0 | 0 | 0 | 0 | 0 | 282278 | 282278 | 0 | 282278 | 0 | 0 | 0 | 0 | 0 | 0 | 100 | 0 | 0 | 0 | 0 | 0 | 100 | 100 | 0 | 100
7641 | OR | Detroit | 3077 | Bonneville Power Administration | 1738 | USACE Northwestern Division | 19400 | Bonneville Power Administration | BPAT | WECC | NWPP | WECC Northwest |  | 41 | 047 | Marion | 44.7224 | -122.2511 | 0 |  | WAT | HYDRO |  | 0.32215 | 100 | [9 empty] | 2605270 | 842642 | 282200 | 91274 |  |  |  | 0 | 0 | 0 | 0 | -- |  |  |  | 0 | 0 | 0 | 0 | -- |  |  |  |  | -- | [6 empty] | -- |  |  |  | 0 | 0 | 0 | -- | 0 | 0 | 2605270 | 842642 |  |  |  | EIA | EIA | EIA | n/a | EIA | EIA |  | 0 | 0 | 0 | 0 | 282200 | 0 | 0 | 0 | 0 | 0 | 0 | 0 | 282200 | 0 | 0 | 282200 | 0 | 0 | 0 | 0 | 100 | 0 | 0 | 0 | 0 | 0 | 0 | 0 | 100 | 0 | 0 | 100
564 | CA | Big Creek 1 | 317 | Southern California Edison Co | 17609 | Southern California Edison Co | 17609 | California Independent System Operator | CISO | WECC | CAMX | WECC California | CAISO | 06 | 019 | Fresno | 37.2042 | -119.2396 | 0 |  | WAT | HYDRO |  | 0.36439 | 88.4 | [9 empty] | 2605086.001 | 1747377.999 | 282180 | 189274 |  |  |  | 0 | 0 | 0 | 0 | -- |  |  |  | 0 | 0 | 0 | 0 | -- |  |  |  |  | -- | [6 empty] | -- |  |  |  | 0 | 0 | 0 | -- | 0 | 0 | 2605086.001 | 1747377.999 |  |  |  | EIA | EIA | EIA | n/a | EIA | EIA |  | 0 | 0 | 0 | 0 | 282180 | 0 | 0 | 0 | 0 | 0 | 0 | 0 | 282180 | 0 | 0 | 282180 | 0 | 0 | 0 | 0 | 100 | 0 | 0 | 0 | 0 | 0 | 0 | 0 | 100 | 0 | 0 | 100
1434 | CA | Quinto Solar PV Project | 59339 | Pacific Gas & Electric Co | 14328 | SunPower Corporation, Systems | 59138 | California Independent System Operator | CISO | WECC | CAMX | WECC California | CAISO | 06 | 047 | Merced | 37.1303 | -121.0522 | 0 |  | SUN | SOLAR |  | 0.29697 | 108 | [9 empty] | 2593778 | 1500948 | 280955 | 162581 |  |  |  | 0 | 0 | 0 | 0 | -- |  |  |  | 0 | 0 | 0 | 0 | -- |  |  |  |  | -- | [6 empty] | -- |  |  |  | 0 | 0 | 0 | -- | 0 | 0 | 2593778 | 1500948 |  |  |  | EIA | EIA | EIA | n/a | EIA | EIA |  | 0 | 0 | 0 | 0 | 0 | 0 | 0 | 280955 | 0 | 0 | 0 | 0 | 280955 | 280955 | 0 | 280955 | 0 | 0 | 0 | 0 | 0 | 0 | 0 | 100 | 0 | 0 | 0 | 0 | 100 | 100 | 0 | 100
2782 | IA | Ames | 1122 | City of Ames - (IA) | 554 | City of Ames - (IA) | 554 | Midcontinent Independent Transmission System Operator, Inc.. | MISO | MRO | MROW | MRO West | MISO | 19 | 169 | Story | 42.0258 | -93.6089 | 2 | 2 | NG | GAS | Yes | 0.29455 | 108.8 | 0.84241 | Yes | [5 empty] | 3854960.775 | 1721361.125 | 3854960.775 | 1721361.125 | 280735 | 125236 | 361.933 | 113.121 | 186.236 | 235816.108 | 46931.611 | 6403.455 | 237301.425 | -- | 2.578 | 1.807 | 1.327 | 1679.991 | 0.167 | 0.023 | 1690.572 | -- | 0.188 | 0.131 | 0.097 | 122.344 | -- | 2.578 | 1.807 | 1.327 | 1679.991 | 0.167 | 0.023 | -- | 361.933 | 113.121 | 186.236 | 270209.85 | 46931.611 | 6403.455 | -- | 3854960.775 | 1721361.125 | 3854960.775 | 1721361.125 | EPA/CAMD | EPA/CAMD | EPA/CAMD | EPA/CAMD | EIA | EIA | n/a | EPA/CAMD | EPA/CAMD | 13731.6716 | 52538.319 | 7992.836 | 197540.18 | 0 | 0 | 22663.662 | 0 | 0 | 0 | 0 | 0 | 258071.335 | 22663.662 | 22663.662 | 280734.997 | 0 | 18.7146 | 2.8471 | 70.3654 | 0 | 0 | 8.073 | 0 | 0 | 0 | 0 | 0 | 91.927 | 8.073 | 8.073 | 100 | 0
4895 | MN | Lake Benton II | 55265 | Northern States Power Co - Minnesota | 13781 | Lake Benton Power Part II LLC | 26867 | Midcontinent Independent Transmission System Operator, Inc.. | MISO | MRO | MROW | MRO West | MISO | 27 | 117 | Pipestone | 44.1294 | -96.117 | 0 |  | WND | WIND |  | 0.30959 | 103.5 | [9 empty] | 2591384 | 766265 | 280696 | 83001 |  |  |  | 0 | 0 | 0 | 0 | -- |  |  |  | 0 | 0 | 0 | 0 | -- |  |  |  |  | -- | [6 empty] | -- |  |  |  | 0 | 0 | 0 | -- | 0 | 0 | 2591384 | 766265 |  |  |  | EIA | EIA | EIA | n/a | EIA | EIA |  | 0 | 0 | 0 | 0 | 0 | 0 | 280696 | 0 | 0 | 0 | 0 | 0 | 280696 | 280696 | 0 | 280696 | 0 | 0 | 0 | 0 | 0 | 0 | 100 | 0 | 0 | 0 | 0 | 0 | 100 | 100 | 0 | 100
3355 | IL | Rail Splitter Wind Farm | 56856 | Ameren Illinois Company | 56697 | Rail Splitter Wind Farm LLC | 56075 | Midcontinent Independent Transmission System Operator, Inc.. | MISO | SERC | SRMW | SERC Midwest | MISO | 17 | 179 | Tazewell | 40.3692 | -89.4022 | 0 |  | WND | WIND |  | 0.31878 | 100.5 | [9 empty] | 2590924 | 663107 | 280646 | 71827 |  |  |  | 0 | 0 | 0 | 0 | -- |  |  |  | 0 | 0 | 0 | 0 | -- |  |  |  |  | -- | [6 empty] | -- |  |  |  | 0 | 0 | 0 | -- | 0 | 0 | 2590924 | 663107 |  |  |  | EIA | EIA | EIA | n/a | EIA | EIA |  | 0 | 0 | 0 | 0 | 0 | 0 | 280646 | 0 | 0 | 0 | 0 | 0 | 280646 | 280646 | 0 | 280646 | 0 | 0 | 0 | 0 | 0 | 0 | 100 | 0 | 0 | 0 | 0 | 0 | 100 | 100 | 0 | 100
6855 | NV | Western 102 Power Plant | 56500 | Nevada Power Co | 13407 | Barrick Goldstrike Mines Inc | 55710 | Nevada Power Company | NEVP | WECC | AZNM | WECC Southwest |  | 32 | 029 | Storey | 39.5603 | -119.5108 | 0 |  | NG | GAS |  | 0.26989 | 118.6 | 0.88352 | [6 empty] | 2498664 | 1175930 | 2522169 | 1186365 | 280397 | 131892.996 | 3337.992 | 1570.94 | 3.99 | 146033.244 | 5508.616 | 550.862 | 146176.468 | -- | 23.809 | 23.821 | 0.028 | 1041.618 | 0.02 | 0.002 | 1042.639 | -- | 2.672 | 2.672 | 0.003 | 116.889 | -- | 24.027 | 24.04 | 0.029 | 1051.162 | 0.02 | 0.002 | -- | 3337.992 | 1570.94 | 3.99 | 146033.244 | 5508.616 | 550.862 | -- | 2498664 | 1175930 | 2522169 | 1186365 | EIA | EIA | EIA | EIA | EIA | EIA | n/a | EIA | EIA | 8992.8199 | 0 | 0 | 277851 | 0 | 0 | 0 | 0 | 2546 | 0 | 0 | 0 | 277851 | 2546 | 2546 | 277851 | 2546 | 0 | 0 | 99.092 | 0 | 0 | 0 | 0 | 0.908 | 0 | 0 | 0 | 99.092 | 0.908 | 0.908 | 99.092 | 0.908
8688 | TX | Port Arthur Texas Refinery | 10568 | Entergy Gulf States - LA LLC | 55936 | Total Petrochemicals USA Inc | 914 | Midcontinent Independent Transmission System Operator, Inc.. | MISO | SERC | SRMV | SERC Mississippi Valley | MISO | 48 | 245 | Jefferson | 29.9649 | -93.8913 | 0 |  | NG | GAS |  | 0.83308 | 38.4 | 0 |  | Yes | 2234608.8 | 0.428 | 0.36334 |  | 1418854.7082 | 696438.832 | 1418854.708 | 696438.832 | 280236 | 137553 | 221.48 | 108.713 | 2.267 | 82924.295 | 3128.042 | 312.804 | 83005.624 | -- | 1.581 | 1.581 | 0.016 | 591.818 | 0.011 | 0.001 | 592.398 | -- | 0.312 | 0.312 | 0.003 | 116.889 | -- | 1.581 | 1.581 | 0.016 | 591.818 | 0.011 | 0.001 | -- | 609.574 | 299.207 | 6.24 | 228230.561 | 8609.235 | 860.923 | -- | 3905080 | 1916792 | 3905080 | 1916792 | EIA | EIA | EIA | EIA | EIA | EIA | n/a | EIA | EIA | 5063.0708 | 0 | 0 | 280236 | 0 | 0 | 0 | 0 | 0 | 0 | 0 | 0 | 280236 | 0 | 0 | 280236 | 0 | 0 | 0 | 100 | 0 | 0 | 0 | 0 | 0 | 0 | 0 | 0 | 100 | 0 | 0 | 100 | 0
7562 | OK | Oklahoma Wind Energy Center | 56094 | Oklahoma Gas & Electric Co | 14063 | FPL Energy Oklahoma Wind LLC | 34719 | Southwest Power Pool | SWPP | SPP | SPSO | SPP South |  | 40 | 153 | Woodward | 36.604 | -99.34 | 0 |  | WND | WIND |  | 0.31244 | 102 | [9 empty] | 2577343 | 969286 | 279175 | 104992 |  |  |  | 0 | 0 | 0 | 0 | -- |  |  |  | 0 | 0 | 0 | 0 | -- |  |  |  |  | -- | [6 empty] | -- |  |  |  | 0 | 0 | 0 | -- | 0 | 0 | 2577343 | 969286 |  |  |  | EIA | EIA | EIA | n/a | EIA | EIA |  | 0 | 0 | 0 | 0 | 0 | 0 | 279175 | 0 | 0 | 0 | 0 | 0 | 279175 | 279175 | 0 | 279175 | 0 | 0 | 0 | 0 | 0 | 0 | 100 | 0 | 0 | 0 | 0 | 0 | 100 | 100 | 0 | 100
7539 | OK | Keystone Dam | 2984 | Southwestern Power Administration | 17716 | USCE-Tulsa District | 27470 | Southwest Power Pool | SWPP | SPP | SPSO | SPP South |  | 40 | 143 | Tulsa | 36.1508 | -96.2517 | 0 |  | WAT | HYDRO |  | 0.45523 | 70 | [9 empty] | 2577111 | 1270188 | 279150 | 137585 |  |  |  | 0 | 0 | 0 | 0 | -- |  |  |  | 0 | 0 | 0 | 0 | -- |  |  |  |  | -- | [6 empty] | -- |  |  |  | 0 | 0 | 0 | -- | 0 | 0 | 2577111 | 1270188 |  |  |  | EIA | EIA | EIA | n/a | EIA | EIA |  | 0 | 0 | 0 | 0 | 279150 | 0 | 0 | 0 | 0 | 0 | 0 | 0 | 279150 | 0 | 0 | 279150 | 0 | 0 | 0 | 0 | 100 | 0 | 0 | 0 | 0 | 0 | 0 | 0 | 100 | 0 | 0 | 100
1816 | CA | Trinity | 451 | WAPA-- Western Area Power Administration | 27000 | U S Bureau of Reclamation | 2518 | Western Area Power Administration - Desert Southwest Region | WALC | WECC | NWPP | WECC Northwest |  | 06 | 105 | Trinity | 40.7973 | -122.7626 | 0 |  | WAT | HYDRO |  | 0.22652 | 140 | [9 empty] | 2564686 | 2061663 | 277804 | 223317 |  |  |  | 0 | 0 | 0 | 0 | -- |  |  |  | 0 | 0 | 0 | 0 | -- |  |  |  |  | -- | [6 empty] | -- |  |  |  | 0 | 0 | 0 | -- | 0 | 0 | 2564686 | 2061663 |  |  |  | EIA | EIA | EIA | n/a | EIA | EIA |  | 0 | 0 | 0 | 0 | 277804 | 0 | 0 | 0 | 0 | 0 | 0 | 0 | 277804 | 0 | 0 | 277804 | 0 | 0 | 0 | 0 | 100 | 0 | 0 | 0 | 0 | 0 | 0 | 0 | 100 | 0 | 0 | 100
3107 | ID | Meadow Creek Project Company | 58106 | PacifiCorp | 14354 | Ridgeline Energy LLC | 57075 | PacifiCorp - East | PACE | WECC | NWPP | WECC Northwest |  | 16 | 019 | Bonneville | 43.5244 | -111.8039 | 0 |  | WND | WIND |  | 0.26475 | 119.7 | [9 empty] | 2562897 | 910553 | 277610 | 98630 |  |  |  | 0 | 0 | 0 | 0 | -- |  |  |  | 0 | 0 | 0 | 0 | -- |  |  |  |  | -- | [6 empty] | -- |  |  |  | 0 | 0 | 0 | -- | 0 | 0 | 2562897 | 910553 |  |  |  | EIA | EIA | EIA | n/a | EIA | EIA |  | 0 | 0 | 0 | 0 | 0 | 0 | 277610 | 0 | 0 | 0 | 0 | 0 | 277610 | 277610 | 0 | 277610 | 0 | 0 | 0 | 0 | 0 | 0 | 100 | 0 | 0 | 0 | 0 | 0 | 100 | 100 | 0 | 100
8348 | TX | Barton Chapel Wind Farm | 57156 | Oncor Electric Delivery Company LLC | 44372 | Avangrid Renewables LLC | 15399 | Electric Reliability Council of Texas, Inc. | ERCO | TRE | ERCT | ERCOT All | ERCOT | 48 | 237 | Jack | 33.068 | -98.3377 | 0 |  | WND | WIND |  | 0.264 | 120 | [9 empty] | 2562026 | 930659 | 277516 | 100808 |  |  |  | 0 | 0 | 0 | 0 | -- |  |  |  | 0 | 0 | 0 | 0 | -- |  |  |  |  | -- | [6 empty] | -- |  |  |  | 0 | 0 | 0 | -- | 0 | 0 | 2562026 | 930659 |  |  |  | EIA | EIA | EIA | n/a | EIA | EIA |  | 0 | 0 | 0 | 0 | 0 | 0 | 277516 | 0 | 0 | 0 | 0 | 0 | 277516 | 277516 | 0 | 277516 | 0 | 0 | 0 | 0 | 0 | 0 | 100 | 0 | 0 | 0 | 0 | 0 | 100 | 100 | 0 | 100
5287 | MS | Rex Brown | 2053 | Entergy Mississippi Inc | 12685 | Entergy Mississippi Inc | 12685 | Midcontinent Independent Transmission System Operator, Inc.. | MISO | SERC | SRMV | SERC Mississippi Valley | MISO | 28 | 049 | Hinds | 32.357 | -90.213 | 4 | 2 | NG | GAS |  | 0.09071 | 349.2 | 1 | [6 empty] | 4271699.975 | 2460373.944 | 4271699.975 | 2460373.944 | 277480 | 159959 | 565.898 | 342.386 | 1.281 | 253860.194 | 7297.563 | 734.974 | 254050.739 | -- | 4.079 | 4.281 | 0.009 | 1829.755 | 0.026 | 0.003 | 1831.128 | -- | 0.265 | 0.278 | 0.001 | 118.857 | -- | 4.079 | 4.281 | 0.009 | 1829.755 | 0.026 | 0.003 | -- | 565.898 | 342.386 | 1.281 | 253860.194 | 7297.563 | 734.974 | -- | 4271699.975 | 2460373.944 | 4271699.975 | 2460373.944 | EPA/CAMD | EPA/CAMD | EPA/CAMD | EPA/CAMD | EIA | EIA | n/a | EPA/CAMD | EPA/CAMD | 15394.6229 | 0 | 427 | 277053 | 0 | 0 | 0 | 0 | 0 | 0 | 0 | 0 | 277480 | 0 | 0 | 277480 | 0 | 0 | 0.15388 | 99.8461 | 0 | 0 | 0 | 0 | 0 | 0 | 0 | 0 | 100 | 0 | 0 | 100 | 0
9703 | WY | Tronox | 57915 | PacifiCorp | 14354 | Tronox | 57297 | PacifiCorp - East | PACE | WECC | NWPP | WECC Northwest |  | 56 | 037 | Sweetwater | 41.6217 | -109.8119 | 42 | 42 | SUB | COAL | Yes | 0.77165 | 41 | 0.047244 |  | Yes | 10595256.8 | 0.089 | 0.10637 |  | 1536135.0582 | 627169.4903 | 1536135.058 | 627169.49 | 277147 | 123684 | 227.701 | 90.464 | 164.072 | 148836.347 | 30231.018 | 4365.323 | 149830.398 | -- | 1.643 | 1.463 | 1.184 | 1074.061 | 0.109 | 0.016 | 1081.234 | -- | 0.296 | 0.288 | 0.214 | 193.78 | -- | 1.643 | 1.463 | 1.184 | 1074.061 | 0.109 | 0.016 | -- | 2140.596 | 850.443 | 1542.427 | 1399196.953 | 284199.053 | 41038.002 | -- | 14441065.897 | 5895963.307 | 14441065.897 | 5895963.307 | EIA | EIA | EPA/CAMD; EIA | EIA | EIA | EIA | n/a | EIA | EIA | 5542.6725 | 220256.99 | 0 | 56890.012 | 0 | 0 | 0 | 0 | 0 | 0 | 0 | 0 | 277147.002 | 0 | 0 | 277147.002 | 0 | 79.473 | 0 | 20.527 | 0 | 0 | 0 | 0 | 0 | 0 | 0 | 0 | 100 | 0 | 0 | 100 | 0
2812 | IA | Crane Creek Wind Energy Center | 56831 | American Transmission Systems Inc | 56162 | Wisconsin Public Service Corp | 20860 | Midcontinent Independent Transmission System Operator, Inc.. | MISO | MRO | MROW | MRO West | MISO | 19 | 089 | Howard | 43.3978 | -92.4736 | 0 |  | WND | WIND |  | 0.31903 | 99 | [9 empty] | 2554246 | 786880 | 276673 | 85234 |  |  |  | 0 | 0 | 0 | 0 | -- |  |  |  | 0 | 0 | 0 | 0 | -- |  |  |  |  | -- | [6 empty] | -- |  |  |  | 0 | 0 | 0 | -- | 0 | 0 | 2554246 | 786880 |  |  |  | EIA | EIA | EIA | n/a | EIA | EIA |  | 0 | 0 | 0 | 0 | 0 | 0 | 276673 | 0 | 0 | 0 | 0 | 0 | 276673 | 276673 | 0 | 276673 | 0 | 0 | 0 | 0 | 0 | 0 | 100 | 0 | 0 | 0 | 0 | 0 | 100 | 100 | 0 | 100
3605 | KS | Central Plains Wind Farm | 56818 | Westar Energy Inc | 22500 | Westar Energy Inc | 22500 | Southwest Power Pool | SWPP | SPP | SPNO | SPP North |  | 20 | 203 | Wichita | 38.5032 | -101.1615 | 0 |  | WND | WIND |  | 0.31874 | 99 | [9 empty] | 2551928 | 894249 | 276422 | 96864 |  |  |  | 0 | 0 | 0 | 0 | -- |  |  |  | 0 | 0 | 0 | 0 | -- |  |  |  |  | -- | [6 empty] | -- |  |  |  | 0 | 0 | 0 | -- | 0 | 0 | 2551928 | 894249 |  |  |  | EIA | EIA | EIA | n/a | EIA | EIA |  | 0 | 0 | 0 | 0 | 0 | 0 | 276422 | 0 | 0 | 0 | 0 | 0 | 276422 | 276422 | 0 | 276422 | 0 | 0 | 0 | 0 | 0 | 0 | 100 | 0 | 0 | 0 | 0 | 0 | 100 | 100 | 0 | 100
488 | CA | Alta Wind XI | 58395 | Southern California Edison Co | 17609 | Terra-Gen Operating Co LLC | 2770 | California Independent System Operator | CISO | WECC | CAMX | WECC California | CAISO | 06 | 029 | Kern | 35.065 | -118.39 | 0 |  | WND | WIND |  | 0.35054 | 90 | [9 empty] | 2551430 | 1112890 | 276368 | 120547 |  |  |  | 0 | 0 | 0 | 0 | -- |  |  |  | 0 | 0 | 0 | 0 | -- |  |  |  |  | -- | [6 empty] | -- |  |  |  | 0 | 0 | 0 | -- | 0 | 0 | 2551430 | 1112890 |  |  |  | EIA | EIA | EIA | n/a | EIA | EIA |  | 0 | 0 | 0 | 0 | 0 | 0 | 276368 | 0 | 0 | 0 | 0 | 0 | 276368 | 276368 | 0 | 276368 | 0 | 0 | 0 | 0 | 0 | 0 | 100 | 0 | 0 | 0 | 0 | 0 | 100 | 100 | 0 | 100
9501 | WI | Neenah Energy Facility | 55135 | American Transmission Co | 659 | Wisconsin Power & Light Co | 20856 | Midcontinent Independent Transmission System Operator, Inc.. | MISO | RFC | RFCW | RFC West | MISO | 55 | 139 | Winnebago | 44.1936 | -88.5064 | 0 |  | NG | GAS |  | 0.08462 | 371 | 1 | [6 empty] | 3055049.095 | 1868357.055 | 3055049.095 | 1868357.055 | 275003 | 167066 | 56.397 | 33.694 | 0.917 | 181557.301 | 6529.716 | 652.972 | 181727.074 | -- | 0.41 | 0.403 | 0.007 | 1320.402 | 0.024 | 0.002 | 1321.637 | -- | 0.037 | 0.036 | 0.001 | 118.857 | -- | 0.41 | 0.403 | 0.007 | 1320.402 | 0.024 | 0.002 | -- | 56.397 | 33.694 | 0.917 | 181557.301 | 6529.716 | 652.972 | -- | 3055049.095 | 1868357.055 | 3055049.095 | 1868357.055 | EPA/CAMD | EPA/CAMD | EPA/CAMD | EPA/CAMD | EIA | EIA | n/a | EPA/CAMD | EPA/CAMD | 11109.1482 | 0 | 0 | 275003 | 0 | 0 | 0 | 0 | 0 | 0 | 0 | 0 | 275003 | 0 | 0 | 275003 | 0 | 0 | 0 | 100 | 0 | 0 | 0 | 0 | 0 | 0 | 0 | 0 | 100 | 0 | 0 | 100 | 0
7952 | PA | Northampton Generating Plant | 50888 | PPL Electric Utilities Corp | 14715 | EIF Northampton GP, LLC | 23013 | PJM Interconnection, LLC | PJM | RFC | RFCE | RFC East | PJM | 42 | 095 | Northampton | 40.6917 | -75.4792 | 1 |  | WC | COAL | Yes | 0.23403 | 134.1 | 0.94328 | Yes | Yes | 287017.6 | 3.269 | 0.8134 |  | 2596897.7032 | 991298.0946 | 2596897.703 | 991298.095 | 274924 | 105572 | 115.566 | 43.36 | 141.202 | 306914.367 | 39913.83 | 12020.103 | 309196.578 | -- | 0.841 | 0.821 | 1.027 | 2232.722 | 0.145 | 0.044 | 2249.324 | -- | 0.089 | 0.087 | 0.109 | 236.37 | -- | 0.841 | 0.821 | 1.027 | 2232.722 | 0.145 | 0.044 | -- | 142.078 | 53.308 | 173.596 | 379068.344 | 49070.641 | 14777.688 | -- | 3192663.672 | 1218716.244 | 3192663.672 | 1218716.244 | EPA/CAMD | EPA/CAMD | EPA/CAMD | EPA/CAMD | EIA | EIA | n/a | EPA/CAMD | EPA/CAMD | 9445.875 | 221921 | 1765.548 | 0 | 0 | 0 | 1468.193 | 0 | 0 | 0 | 49769.256 | 0 | 273455.804 | 1468.193 | 1468.193 | 274923.997 | 0 | 80.7209 | 0.64219 | 0 | 0 | 0 | 0.53404 | 0 | 0 | 0 | 18.1029 | 0 | 99.466 | 0.53404 | 0.53404 | 100 | 0
9592 | WV | Beech Ridge Energy LLC | 57151 | Monongahela Power Co | 12796 | Invenergy Services LLC | 49893 | PJM Interconnection, LLC | PJM | RFC | RFCW | RFC West | PJM | 54 | 025 | Greenbrier | 38.0878 | -80.4925 | 0 |  | WND | WIND |  | 0.31193 | 100.5 | [9 empty] | 2535302 | 685615 | 274621 | 74265 |  |  |  | 0 | 0 | 0 | 0 | -- |  |  |  | 0 | 0 | 0 | 0 | -- |  |  |  |  | -- | [6 empty] | -- |  |  |  | 0 | 0 | 0 | -- | 0 | 0 | 2535302 | 685615 |  |  |  | EIA | EIA | EIA | n/a | EIA | EIA |  | 0 | 0 | 0 | 0 | 0 | 0 | 274621 | 0 | 0 | 0 | 0 | 0 | 274621 | 274621 | 0 | 274621 | 0 | 0 | 0 | 0 | 0 | 0 | 100 | 0 | 0 | 0 | 0 | 0 | 100 | 100 | 0 | 100
8425 | TX | Corpus Refinery | 50026 | AEP Texas Central Company | 3278 | Flint Hills Resources Corpus Christi LLC | 6426 | Electric Reliability Council of Texas, Inc. | ERCO | TRE | ERCT | ERCOT All | ERCOT | 48 | 355 | Nueces | 27.8322 | -97.5281 | 0 |  | NG | GAS |  | 0.66615 | 47 | 0.22308 |  | Yes | 1686420.8 | 0.555 | 0.42532 |  | 1419755.8738 | 696880.4651 | 1419755.874 | 696880.465 | 274268 | 134623 | 218.634 | 107.316 | 2.269 | 82976.963 | 3130.028 | 313.003 | 83058.344 | -- | 1.594 | 1.594 | 0.017 | 605.079 | 0.011 | 0.001 | 605.673 | -- | 0.308 | 0.308 | 0.003 | 116.889 | -- | 1.594 | 1.594 | 0.017 | 605.079 | 0.011 | 0.001 | -- | 514.05 | 252.319 | 5.334 | 195094.442 | 7359.285 | 735.929 | -- | 3338113 | 1638497 | 3338113 | 1638497 | EIA | EIA | EIA | EIA | EIA | EIA | n/a | EIA | EIA | 5176.5276 | 0 | 0 | 274268 | 0 | 0 | 0 | 0 | 0 | 0 | 0 | 0 | 274268 | 0 | 0 | 274268 | 0 | 0 | 0 | 100 | 0 | 0 | 0 | 0 | 0 | 0 | 0 | 0 | 100 | 0 | 0 | 100 | 0
118 | AK | Snettisham | 78 | Alaska Electric Light&Power Co | 213 | Alaska Electric Light&Power Co | 213 | Alaska Miscellaneous | NA | ASCC | AKMS | ASCC Miscellaneous |  | 02 | 110 | Juneau | 58.1415 | -133.737 | 0 |  | WAT | HYDRO |  | 0.39858 | 78.2 | [9 empty] | 2520677 | 790620 | 273037 | 85639 |  |  |  | 0 | 0 | 0 | 0 | -- |  |  |  | 0 | 0 | 0 | 0 | -- |  |  |  |  | -- | [6 empty] | -- |  |  |  | 0 | 0 | 0 | -- | 0 | 0 | 2520677 | 790620 |  |  |  | EIA | EIA | EIA | n/a | EIA | EIA |  | 0 | 0 | 0 | 0 | 273037 | 0 | 0 | 0 | 0 | 0 | 0 | 0 | 273037 | 0 | 0 | 273037 | 0 | 0 | 0 | 0 | 100 | 0 | 0 | 0 | 0 | 0 | 0 | 0 | 100 | 0 | 0 | 100
5331 | MT | Lewis & Clark | 6089 | Montana-Dakota Utilities Co | 12199 | Montana-Dakota Utilities Co | 12199 | Midcontinent Independent Transmission System Operator, Inc.. | MISO | MRO | MROW | MRO West | MISO | 30 | 083 | Richland | 47.6785 | -104.1566 | 1 | 1 | LIG | COAL | Yes | 0.45425 | 68.6 | 0.57624 | [6 empty] | 3426028.972 | 1224113.177 | 3426028.972 | 1224113.177 | 272977 | 96817 | 623.679 | 216.029 | 34.578 | 372293.908 | 84130.833 | 12225.784 | 375072.278 | -- | 4.569 | 4.463 | 0.253 | 2727.658 | 0.308 | 0.045 | 2748.014 | -- | 0.364 | 0.353 | 0.02 | 217.333 | -- | 4.569 | 4.463 | 0.253 | 2727.658 | 0.308 | 0.045 | -- | 623.679 | 216.029 | 34.578 | 372293.908 | 84130.833 | 12225.784 | -- | 3426028.972 | 1224113.177 | 3426028.972 | 1224113.177 | EPA/CAMD | EPA/CAMD | EPA/CAMD | EPA/CAMD | EIA | EIA | n/a | EPA/CAMD | EPA/CAMD | 12550.6141 | 260271.67 | 0 | 12705.33 | 0 | 0 | 0 | 0 | 0 | 0 | 0 | 0 | 272977 | 0 | 0 | 272977 | 0 | 95.3456 | 0 | 4.6544 | 0 | 0 | 0 | 0 | 0 | 0 | 0 | 0 | 100 | 0 | 0 | 100 | 0
2362 | FL | Hillsborough County Resource Recovery | 50858 | Tampa Electric Co | 18454 | Hillsborough County | 8633 | Tampa Electric Company | TEC | FRCC | FRCC | FRCC All |  | 12 | 057 | Hillsborough | 27.9549 | -82.3405 | 8 | 8 | MSW | BIOMASS |  | 0.66291 | 47 | 0.22848 | Yes | [5 empty] | 5846678.483 | 2419967.831 | 5846678.483 | 2419967.831 | 272935 | 112457 | 718.053 | 295.938 | 40.937 | 286429.326 | 412472.248 | 54136.983 | 299151.517 | -- | 5.262 | 5.263 | 0.3 | 2098.883 | 1.511 | 0.198 | 2192.108 | -- | 0.246 | 0.245 | 0.014 | 97.98 | -- | 5.262 | 5.263 | 0.3 | 2098.883 | 1.511 | 0.198 | -- | 718.053 | 295.938 | 40.937 | 584548.619 | 412472.248 | 54136.983 | -- | 5846678.483 | 2419967.831 | 5846678.483 | 2419967.831 | EIA | EIA | EIA | EIA | EIA | EIA | n/a | EIA | EIA | 21421.5051 | 0 | 0 | 0 | 0 | 0 | 272935 | 0 | 0 | 0 | 0 | 0 | 0 | 272935 | 272935 | 272935 | 0 | 0 | 0 | 0 | 0 | 0 | 100 | 0 | 0 | 0 | 0 | 0 | 0 | 100 | 100 | 100 | 0
6787 | NV | Fort Churchill | 2330 | Sierra Pacific Power Co | 17166 | Sierra Pacific Power Co | 17166 | Nevada Power Company | NEVP | WECC | NWPP | WECC Northwest |  | 32 | 019 | Lyon | 39.1281 | -119.1322 | 2 | 2 | NG | GAS |  | 0.13493 | 230 | 1 | [6 empty] | 3223291.467 | 1886794.977 | 3223291.467 | 1886794.977 | 271863 | 160340 | 197.923 | 112.745 | 0.967 | 191555.634 | 6957.363 | 695.736 | 191736.525 | -- | 1.456 | 1.406 | 0.007 | 1409.207 | 0.026 | 0.003 | 1410.538 | -- | 0.123 | 0.12 | 0.001 | 118.857 | -- | 1.456 | 1.406 | 0.007 | 1409.207 | 0.026 | 0.003 | -- | 197.923 | 112.745 | 0.967 | 191555.634 | 6957.363 | 695.736 | -- | 3223291.467 | 1886794.977 | 3223291.467 | 1886794.977 | EPA/CAMD | EPA/CAMD | EPA/CAMD | EPA/CAMD | EIA | EIA | n/a | EPA/CAMD | EPA/CAMD | 11856.308 | 0 | 0 | 271863 | 0 | 0 | 0 | 0 | 0 | 0 | 0 | 0 | 271863 | 0 | 0 | 271863 | 0 | 0 | 0 | 100 | 0 | 0 | 0 | 0 | 0 | 0 | 0 | 0 | 100 | 0 | 0 | 100 | 0
2404 | FL | Mosaic Co Tampa Facility | 10204 | Tampa Electric Co | 18454 | Mosaic Company | 3102 | Tampa Electric Company | TEC | FRCC | FRCC | FRCC All |  | 12 | 057 | Hillsborough | 27.8605 | -82.3903 | 0 |  | WH | OTHF |  | 0.39788 | 77.9 | 0.6702 |  | Yes | 0 |  | 1 |  |  |  | 2506627 | 1122464 | 271515 | 121584 |  |  |  | 0 | 0 | 0 | 0 | -- |  |  |  | 0 | 0 | 0 | 0 | -- |  |  |  |  | -- |  |  |  | 0 | 0 | 0 | -- |  |  |  | 0 | 0 | 0 | -- | 0 | 0 | 2506627 | 1122464 |  |  |  | EIA | EIA | EIA | n/a | EIA | EIA |  | 0 | 0 | 0 | 0 | 0 | 0 | 0 | 0 | 0 | 0 | 271515 | 271515 | 0 | 0 | 271515 | 0 | 0 | 0 | 0 | 0 | 0 | 0 | 0 | 0 | 0 | 0 | 100 | 100 | 0 | 0 | 100 | 0
2937 | IA | Pocahontas Prairie Wind Farm | 57976 | MidAmerican Energy Co | 12341 | Gamesa Wind US | 56482 | Midcontinent Independent Transmission System Operator, Inc.. | MISO | MRO | MROW | MRO West | MISO | 19 | 151 | Pocahontas | 42.5681 | -94.6581 | 0 |  | WND | WIND |  | 0.3867 | 80 | [9 empty] | 2501889 | 867761 | 271002 | 93995 |  |  |  | 0 | 0 | 0 | 0 | -- |  |  |  | 0 | 0 | 0 | 0 | -- |  |  |  |  | -- | [6 empty] | -- |  |  |  | 0 | 0 | 0 | -- | 0 | 0 | 2501889 | 867761 |  |  |  | EIA | EIA | EIA | n/a | EIA | EIA |  | 0 | 0 | 0 | 0 | 0 | 0 | 271002 | 0 | 0 | 0 | 0 | 0 | 271002 | 271002 | 0 | 271002 | 0 | 0 | 0 | 0 | 0 | 0 | 100 | 0 | 0 | 0 | 0 | 0 | 100 | 100 | 0 | 100
1220 | CA | Mid-Set Cogeneration | 10501 | Pacific Gas & Electric Co | 14328 | Mid Set Cogeneration Co | 12449 | California Independent System Operator | CISO | WECC | CAMX | WECC California | CAISO | 06 | 029 | Kern | 35.1946 | -119.571 | 0 |  | NG | GAS |  | 0.78991 | 39.1 | 0.016811 |  | Yes | 1319348.8 | 0.7 | 0.48272 |  | 1761073.9828 | 826205.0078 | 1761073.983 | 826205.008 | 270558 | 126932 | 264.823 | 124.241 | 2.814 | 102925.139 | 3882.507 | 388.251 | 103026.084 | -- | 1.958 | 1.958 | 0.021 | 760.836 | 0.014 | 0.001 | 761.582 | -- | 0.301 | 0.301 | 0.003 | 116.889 | -- | 1.958 | 1.958 | 0.021 | 760.836 | 0.014 | 0.001 | -- | 548.602 | 257.376 | 5.83 | 213217.564 | 8042.92 | 804.292 | -- | 3648204 | 1711549 | 3648204 | 1711549 | EIA | EIA | EIA | EIA | EIA | EIA | n/a | EIA | EIA | 6509.0442 | 0 | 0 | 270558 | 0 | 0 | 0 | 0 | 0 | 0 | 0 | 0 | 270558 | 0 | 0 | 270558 | 0 | 0 | 0 | 100 | 0 | 0 | 0 | 0 | 0 | 0 | 0 | 0 | 100 | 0 | 0 | 100 | 0
2211 | CT | Middletown | 562 | Connecticut Light & Power Co | 4176 | GenConn Middletown LLC | 56354 | ISO New England Inc. | ISNE | NPCC | NEWE | NPCC New England | ISONE | 09 | 007 | Middlesex | 41.5544 | -72.5767 | 4 | 3 | NG | GAS |  | 0.02804 | 1097.4 | 1 | [6 empty] | 3173693.338 | 2388555.92 | 3173693.338 | 2388555.92 | 269527 | 201827 | 242.454 | 173.3 | 31.307 | 193893.827 | 691.771 | 130.617 | 193921.336 | -- | 1.799 | 1.717 | 0.232 | 1438.771 | 0.003 | 0 | 1438.975 | -- | 0.153 | 0.145 | 0.02 | 122.188 | -- | 1.799 | 1.717 | 0.232 | 1438.771 | 0.003 | 0 | -- | 242.454 | 173.3 | 31.307 | 193893.827 | 691.771 | 130.617 | -- | 3173693.338 | 2388555.92 | 3173693.338 | 2388555.92 | EPA/CAMD | EPA/CAMD | EPA/CAMD; EIA | EPA/CAMD; EIA | EIA | EIA | n/a | EPA/CAMD | EPA/CAMD | 11775.048 | 0 | 20540.104 | 248986.894 | 0 | 0 | 0 | 0 | 0 | 0 | 0 | 0 | 269526.998 | 0 | 0 | 269526.998 | 0 | 0 | 7.6208 | 92.3792 | 0 | 0 | 0 | 0 | 0 | 0 | 0 | 0 | 100 | 0 | 0 | 100 | 0
1805 | CA | Tiger Creek | 287 | Pacific Gas & Electric Co | 14328 | Pacific Gas & Electric Co | 14328 | California Independent System Operator | CISO | WECC | CAMX | WECC California | CAISO | 06 | 005 | Amador | 38.4493 | -120.4926 | 0 |  | WAT | HYDRO |  | 0.5891 | 52.2 | [9 empty] | 2486888 | 1299248 | 269377 | 140733 |  |  |  | 0 | 0 | 0 | 0 | -- |  |  |  | 0 | 0 | 0 | 0 | -- |  |  |  |  | -- | [6 empty] | -- |  |  |  | 0 | 0 | 0 | -- | 0 | 0 | 2486888 | 1299248 |  |  |  | EIA | EIA | EIA | n/a | EIA | EIA |  | 0 | 0 | 0 | 0 | 269377 | 0 | 0 | 0 | 0 | 0 | 0 | 0 | 269377 | 0 | 0 | 269377 | 0 | 0 | 0 | 0 | 100 | 0 | 0 | 0 | 0 | 0 | 0 | 0 | 100 | 0 | 0 | 100
661 | CA | Catalina Solar LLC | 57708 | Southern California Edison Co | 17609 | EDF Renewable Asset Holdings, Inc. | 57170 | California Independent System Operator | CISO | WECC | CAMX | WECC California | CAISO | 06 | 029 | Kern | 34.9383 | -118.3345 | 0 |  | SUN | SOLAR |  | 0.27954 | 110 | [9 empty] | 2486805 | 1234743 | 269368 | 133746 |  |  |  | 0 | 0 | 0 | 0 | -- |  |  |  | 0 | 0 | 0 | 0 | -- |  |  |  |  | -- | [6 empty] | -- |  |  |  | 0 | 0 | 0 | -- | 0 | 0 | 2486805 | 1234743 |  |  |  | EIA | EIA | EIA | n/a | EIA | EIA |  | 0 | 0 | 0 | 0 | 0 | 0 | 0 | 269368 | 0 | 0 | 0 | 0 | 269368 | 269368 | 0 | 269368 | 0 | 0 | 0 | 0 | 0 | 0 | 0 | 100 | 0 | 0 | 0 | 0 | 100 | 100 | 0 | 100
194 | AL | Jordan Dam | 13 | Alabama Power Co | 195 | Alabama Power Co | 195 | Southern Company Services, Inc. - Trans | SOCO | SERC | SRSO | SERC South |  | 01 | 051 | Elmore | 32.6189 | -86.2548 | 0 |  | WAT | HYDRO |  | 0.30736 | 100 | [9 empty] | 2485661 | 485537 | 269244 | 52593 |  |  |  | 0 | 0 | 0 | 0 | -- |  |  |  | 0 | 0 | 0 | 0 | -- |  |  |  |  | -- | [6 empty] | -- |  |  |  | 0 | 0 | 0 | -- | 0 | 0 | 2485661 | 485537 |  |  |  | EIA | EIA | EIA | n/a | EIA | EIA |  | 0 | 0 | 0 | 0 | 269244 | 0 | 0 | 0 | 0 | 0 | 0 | 0 | 269244 | 0 | 0 | 269244 | 0 | 0 | 0 | 0 | 100 | 0 | 0 | 0 | 0 | 0 | 0 | 0 | 100 | 0 | 0 | 100
6141 | ND | Bison I Wind Energy Center | 57038 | ALLETE, Inc. | 12647 | ALLETE, Inc. | 12647 | Midcontinent Independent Transmission System Operator, Inc.. | MISO | MRO | MROW | MRO West | MISO | 38 | 059 | Morton | 46.98 | -101.5547 | 0 |  | WND | WIND |  | 0.38603 | 79.5 | [9 empty] | 2481921 | 988655 | 268839 | 107090 |  |  |  | 0 | 0 | 0 | 0 | -- |  |  |  | 0 | 0 | 0 | 0 | -- |  |  |  |  | -- | [6 empty] | -- |  |  |  | 0 | 0 | 0 | -- | 0 | 0 | 2481921 | 988655 |  |  |  | EIA | EIA | EIA | n/a | EIA | EIA |  | 0 | 0 | 0 | 0 | 0 | 0 | 268839 | 0 | 0 | 0 | 0 | 0 | 268839 | 268839 | 0 | 268839 | 0 | 0 | 0 | 0 | 0 | 0 | 100 | 0 | 0 | 0 | 0 | 0 | 100 | 100 | 0 | 100
5272 | MS | International Paper Vicksburg Mill | 54100 | Yazoo Valley Elec Power Assn | 21114 | International Paper Co-Vicksbg | 9382 | Midcontinent Independent Transmission System Operator, Inc.. | MISO | SERC | SRMV | SERC Mississippi Valley | MISO | 28 | 149 | Warren | 32.5292 | -90.7742 | 4 | 4 | BLQ | BIOMASS |  | 0.60739 | 50.5 | 0.32102 | Yes | Yes | 6912529.6 | 0.133 | 0.1503 |  | 1524599.6884 | 612424.0455 | 1524599.688 | 612424.046 | 268696 | 113482 |  |  | 294.548 | 17365.631 | 35655.318 | 7888.08 | 18962.664 | -- |  |  | 2.192 | 129.259 | 0.133 | 0.029 | 141.146 | -- |  |  | 0.386 | 22.781 | -- |  |  | 2.192 | 129.259 | 0.133 | 0.029 | -- |  |  | 1959.714 | 1016555.1 | 237224.945 | 52481.632 | -- | 10143594.207 | 4074630.9 | 10143594.207 | 4074630.9 |  |  | EIA | EIA | EIA | EIA | n/a | EIA | EIA | 5674.0691 | 0 | 0 | 44435.248 | 0 | 0 | 218988.403 | 0 | 0 | 0 | 5272.354 | 0 | 49707.602 | 218988.403 | 218988.403 | 268696.005 | 0 | 0 | 0 | 16.5374 | 0 | 0 | 81.5004 | 0 | 0 | 0 | 1.9622 | 0 | 18.4996 | 81.5004 | 81.5004 | 100 | 0
6653 | NM | Aragonne Wind LLC | 56336 | Public Service Co of NM | 15473 | Leeward Asset Management, LLC | 50123 | Public Service Company of New Mexico | PNM | WECC | AZNM | WECC Southwest |  | 35 | 019 | Guadalupe | 34.8147 | -105.0108 | 0 |  | WND | WIND |  | 0.34018 | 90 | [9 empty] | 2476032 | 676364 | 268201 | 73263 |  |  |  | 0 | 0 | 0 | 0 | -- |  |  |  | 0 | 0 | 0 | 0 | -- |  |  |  |  | -- | [6 empty] | -- |  |  |  | 0 | 0 | 0 | -- | 0 | 0 | 2476032 | 676364 |  |  |  | EIA | EIA | EIA | n/a | EIA | EIA |  | 0 | 0 | 0 | 0 | 0 | 0 | 268201 | 0 | 0 | 0 | 0 | 0 | 268201 | 268201 | 0 | 268201 | 0 | 0 | 0 | 0 | 0 | 0 | 100 | 0 | 0 | 0 | 0 | 0 | 100 | 100 | 0 | 100
7022 | NY | High Sheldon Wind Farm | 56953 | New York State Elec & Gas Corp | 13511 | Invenergy Services LLC | 49893 | New York Independent System Operator | NYIS | NPCC | NYUP | NPCC Upstate NY | NYISO | 36 | 121 | Wyoming | 42.7794 | -78.4269 | 0 |  | WND | WIND |  | 0.27275 | 112 | [9 empty] | 2470473 | 601880 | 267599 | 65195 |  |  |  | 0 | 0 | 0 | 0 | -- |  |  |  | 0 | 0 | 0 | 0 | -- |  |  |  |  | -- | [6 empty] | -- |  |  |  | 0 | 0 | 0 | -- | 0 | 0 | 2470473 | 601880 |  |  |  | EIA | EIA | EIA | n/a | EIA | EIA |  | 0 | 0 | 0 | 0 | 0 | 0 | 267599 | 0 | 0 | 0 | 0 | 0 | 267599 | 267599 | 0 | 267599 | 0 | 0 | 0 | 0 | 0 | 0 | 100 | 0 | 0 | 0 | 0 | 0 | 100 | 100 | 0 | 100
4443 | ME | ReEnergy Livermore Falls | 10354 | Central Maine Power Co | 3266 | ReEnergy Livermore Falls | 57432 | ISO New England Inc. | ISNE | NPCC | NEWE | NPCC New England | ISONE | 23 | 001 | Androscoggin | 44.4317 | -70.1619 | 1 | 1 | WDS | BIOMASS |  | 0.77044 | 39.6 | 0.049269 | Yes | [5 empty] | 3591960.8 | 1613842 | 3591960.8 | 1613842 | 267262 | 120455 | 125.719 | 56.484 | 44.9 | 0.082 | 253405.527 | 33259.475 | 7816.059 | -- | 0.941 | 0.938 | 0.336 | 0.001 | 0.948 | 0.124 | 58.49 | -- | 0.07 | 0.07 | 0.025 | 0 | -- | 0.941 | 0.938 | 0.336 | 0.001 | 0.948 | 0.124 | -- | 125.719 | 56.484 | 44.9 | 371397.149 | 253405.527 | 33259.475 | -- | 3591960.8 | 1613842 | 3591960.8 | 1613842 | EIA | EIA | EIA | EIA | EIA | EIA | n/a | EIA | EIA | 13439.8485 | 0 | 0 | 0 | 0 | 0 | 267262 | 0 | 0 | 0 | 0 | 0 | 0 | 267262 | 267262 | 267262 | 0 | 0 | 0 | 0 | 0 | 0 | 100 | 0 | 0 | 0 | 0 | 0 | 0 | 100 | 100 | 100 | 0
746 | CA | Coso Energy Developers | 10875 | Southern California Edison Co | 17609 | Coso Operating Co LLC | 4397 | California Independent System Operator | CISO | WECC | CAMX | WECC California | CAISO | 06 | 027 | Inyo | 36.0019 | -117.7886 | 0 |  | GEO | GEOTHERMAL |  | 0.33885 | 90 | [9 empty] | 2466339 | 1147667.001 | 267150.999 | 124314 | 0 | 0 | 126.498 | 21685.278 | 0 | 0 | 21685.278 | -- | 0 | 0 | 0.947 | 162.345 | 0 | 0 | 162.345 | -- |  |  |  |  | -- | [6 empty] | -- | 0 | 0 | 126.498 | 21685.278 | 0 | 0 | -- | 0 | 0 | 2466339 | 1147667.001 | EIA | EIA | EIA | EIA | EIA | EIA | n/a | EIA | EIA |  | 0 | 0 | 0 | 0 | 0 | 0 | 0 | 0 | 267151 | 0 | 0 | 0 | 267151 | 267151 | 0 | 267151 | 0 | 0 | 0 | 0 | 0 | 0 | 0 | 0 | 100 | 0 | 0 | 0 | 100 | 100 | 0 | 100
3515 | IN | Meadow Lake Wind Farm III LLC | 57115 | Indiana Michigan Power Co | 9324 | Meadow Lake Wind Farm III LLC | 56423 | PJM Interconnection, LLC | PJM | RFC | RFCW | RFC West | PJM | 18 | 181 | White | 40.5986 | -87.0194 | 0 |  | WND | WIND |  | 0.29413 | 103.5 | [9 empty] | 2461971 | 622827 | 266678 | 67464 |  |  |  | 0 | 0 | 0 | 0 | -- |  |  |  | 0 | 0 | 0 | 0 | -- |  |  |  |  | -- | [6 empty] | -- |  |  |  | 0 | 0 | 0 | -- | 0 | 0 | 2461971 | 622827 |  |  |  | EIA | EIA | EIA | n/a | EIA | EIA |  | 0 | 0 | 0 | 0 | 0 | 0 | 266678 | 0 | 0 | 0 | 0 | 0 | 266678 | 266678 | 0 | 266678 | 0 | 0 | 0 | 0 | 0 | 0 | 100 | 0 | 0 | 0 | 0 | 0 | 100 | 100 | 0 | 100
200 | AL | Logan Martin Dam | 14 | Alabama Power Co | 195 | Alabama Power Co | 195 | Southern Company Services, Inc. - Trans | SOCO | SERC | SRSO | SERC South |  | 01 | 121 | Talladega | 33.4259 | -86.3375 | 0 |  | WAT | HYDRO |  | 0.23732 | 128.1 | [9 empty] | 2458529.001 | 356744.001 | 266304.999 | 38642.001 |  |  |  | 0 | 0 | 0 | 0 | -- |  |  |  | 0 | 0 | 0 | 0 | -- |  |  |  |  | -- | [6 empty] | -- |  |  |  | 0 | 0 | 0 | -- | 0 | 0 | 2458529.001 | 356744.001 |  |  |  | EIA | EIA | EIA | n/a | EIA | EIA |  | 0 | 0 | 0 | 0 | 266305 | 0 | 0 | 0 | 0 | 0 | 0 | 0 | 266305 | 0 | 0 | 266305 | 0 | 0 | 0 | 0 | 100 | 0 | 0 | 0 | 0 | 0 | 0 | 0 | 100 | 0 | 0 | 100
8264 | TN | Cherokee Dam | 3397 | Tennessee Valley Authority | 18642 | Tennessee Valley Authority | 18642 | Tennessee Valley Authority | TVA | SERC | SRTV | SERC Tennessee Valley |  | 47 | 089 | Jefferson | 36.1682 | -83.4977 | 0 |  | WAT | HYDRO |  | 0.22419 | 135 | [9 empty] | 2447698 | 805906.999 | 265132.001 | 87295 |  |  |  | 0 | 0 | 0 | 0 | -- |  |  |  | 0 | 0 | 0 | 0 | -- |  |  |  |  | -- | [6 empty] | -- |  |  |  | 0 | 0 | 0 | -- | 0 | 0 | 2447698 | 805906.999 |  |  |  | EIA | EIA | EIA | n/a | EIA | EIA |  | 0 | 0 | 0 | 0 | 265132 | 0 | 0 | 0 | 0 | 0 | 0 | 0 | 265132 | 0 | 0 | 265132 | 0 | 0 | 0 | 0 | 100 | 0 | 0 | 0 | 0 | 0 | 0 | 0 | 100 | 0 | 0 | 100
7241 | NY | Stony Creek Wind Farm NY | 58088 | New York State Elec & Gas Corp | 13511 | Stony Creek Wind Farm NY | 57469 | New York Independent System Operator | NYIS | NPCC | NYUP | NPCC Upstate NY | NYISO | 36 | 121 | Wyoming | 42.7676 | -78.4158 | 0 |  | WND | WIND |  | 0.3205 | 94.4 | [9 empty] | 2446804 | 721887 | 265035 | 78194 |  |  |  | 0 | 0 | 0 | 0 | -- |  |  |  | 0 | 0 | 0 | 0 | -- |  |  |  |  | -- | [6 empty] | -- |  |  |  | 0 | 0 | 0 | -- | 0 | 0 | 2446804 | 721887 |  |  |  | EIA | EIA | EIA | n/a | EIA | EIA |  | 0 | 0 | 0 | 0 | 0 | 0 | 265035 | 0 | 0 | 0 | 0 | 0 | 265035 | 265035 | 0 | 265035 | 0 | 0 | 0 | 0 | 0 | 0 | 100 | 0 | 0 | 0 | 0 | 0 | 100 | 100 | 0 | 100
6944 | NY | Curtis Palmer Hydroelectric | 54580 | Niagara Mohawk Power Corp. | 13573 | Palmer Hydroelectric | 24931 | New York Independent System Operator | NYIS | NPCC | NYUP | NPCC Upstate NY | NYISO | 36 | 091 | Saratoga | 43.2469 | -73.8281 | 0 |  | WAT | HYDRO |  | 0.51262 | 59 | [9 empty] | 2445963 | 693562.999 | 264943.998 | 75125.999 |  |  |  | 0 | 0 | 0 | 0 | -- |  |  |  | 0 | 0 | 0 | 0 | -- |  |  |  |  | -- | [6 empty] | -- |  |  |  | 0 | 0 | 0 | -- | 0 | 0 | 2445963 | 693562.999 |  |  |  | EIA | EIA | EIA | n/a | EIA | EIA |  | 0 | 0 | 0 | 0 | 264944 | 0 | 0 | 0 | 0 | 0 | 0 | 0 | 264944 | 0 | 0 | 264944 | 0 | 0 | 0 | 0 | 100 | 0 | 0 | 0 | 0 | 0 | 0 | 0 | 100 | 0 | 0 | 100
6912 | NY | Castleton Power, LLC | 10190 | Niagara Mohawk Power Corp. | 13573 | Fortistar Castleton Power | 60741 | New York Independent System Operator | NYIS | NPCC | NYUP | NPCC Upstate NY | NYISO | 36 | 083 | Rensselaer | 42.5375 | -73.7433 | 1 |  | NG | GAS |  | 0.41996 | 72 | 0.63339 | [6 empty] | 2364623.594 | 1371602.637 | 2364623.594 | 1371602.637 | 264880 | 153326 | 83.273 | 47.389 | 0.71 | 140538.844 | 5217.773 | 522.365 | 140674.597 | -- | 0.629 | 0.618 | 0.005 | 1061.151 | 0.02 | 0.002 | 1062.176 | -- | 0.07 | 0.069 | 0.001 | 118.868 | -- | 0.629 | 0.618 | 0.005 | 1061.151 | 0.02 | 0.002 | -- | 83.273 | 47.389 | 0.71 | 140538.844 | 5217.773 | 522.365 | -- | 2364623.594 | 1371602.637 | 2364623.594 | 1371602.637 | EPA/CAMD | EPA/CAMD | EPA/CAMD | EPA/CAMD | EIA | EIA | n/a | EPA/CAMD | EPA/CAMD | 8927.1503 | 0 | 104.215 | 264775.789 | 0 | 0 | 0 | 0 | 0 | 0 | 0 | 0 | 264880.004 | 0 | 0 | 264880.004 | 0 | 0 | 0.039344 | 99.9607 | 0 | 0 | 0 | 0 | 0 | 0 | 0 | 0 | 100 | 0 | 0 | 100 | 0
7127 | NY | Noble Wethersfield Windpark LLC | 56902 | New York State Elec & Gas Corp | 13511 | Noble Wind Operations LLC | 55868 | New York Independent System Operator | NYIS | NPCC | NYUP | NPCC Upstate NY | NYISO | 36 | 121 | Wyoming | 42.6697 | -78.2278 | 0 |  | WND | WIND |  | 0.23988 | 126 | [9 empty] | 2444386 | 651540 | 264773 | 70574 |  |  |  | 0 | 0 | 0 | 0 | -- |  |  |  | 0 | 0 | 0 | 0 | -- |  |  |  |  | -- | [6 empty] | -- |  |  |  | 0 | 0 | 0 | -- | 0 | 0 | 2444386 | 651540 |  |  |  | EIA | EIA | EIA | n/a | EIA | EIA |  | 0 | 0 | 0 | 0 | 0 | 0 | 264773 | 0 | 0 | 0 | 0 | 0 | 264773 | 264773 | 0 | 264773 | 0 | 0 | 0 | 0 | 0 | 0 | 100 | 0 | 0 | 0 | 0 | 0 | 100 | 100 | 0 | 100
4656 | MI | Pheasant Run Wind LLC | 58580 | ITC Transmission | 56068 | Pheasant Run Wind LLC | 58539 | Midcontinent Independent Transmission System Operator, Inc.. | MISO | RFC | RFCM | RFC Michigan | MISO | 26 | 063 | Huron | 43.7578 | -83.2978 | 0 |  | WND | WIND |  | 0.40388 | 74.8 | [9 empty] | 2443174 | 723660 | 264642 | 78386 |  |  |  | 0 | 0 | 0 | 0 | -- |  |  |  | 0 | 0 | 0 | 0 | -- |  |  |  |  | -- | [6 empty] | -- |  |  |  | 0 | 0 | 0 | -- | 0 | 0 | 2443174 | 723660 |  |  |  | EIA | EIA | EIA | n/a | EIA | EIA |  | 0 | 0 | 0 | 0 | 0 | 0 | 264642 | 0 | 0 | 0 | 0 | 0 | 264642 | 264642 | 0 | 264642 | 0 | 0 | 0 | 0 | 0 | 0 | 100 | 0 | 0 | 0 | 0 | 0 | 100 | 100 | 0 | 100
8690 | TX | Port Neches | 54748 | Entergy Texas Inc. | 55937 | Air Liquide Large Industries U.S. LP | 335 | Midcontinent Independent Transmission System Operator, Inc.. | MISO | SERC | SRMV | SERC Mississippi Valley | MISO | 48 | 245 | Jefferson | 29.9788 | -93.9523 | 0 |  | NG | GAS |  | 0.79283 | 38 | 0.011951 |  | Yes | 1954027.2 | 0.461 | 0.38066 |  | 1377489.3751 | 676134.4977 | 1377489.375 | 676134.498 | 263917 | 129542 |  |  | 0.405 | 80506.718 | 3036.847 | 303.685 | 80585.676 | -- |  |  | 0.003 | 610.091 | 0.012 | 0.001 | 610.69 | -- |  |  | 0.001 | 116.889 | -- |  |  | 0.003 | 610.091 | 0.012 | 0.001 | -- |  |  | 1.065 | 211491.347 | 7977.804 | 797.78 | -- | 3618668 | 1776207 | 3618668 | 1776207 |  |  | EIA | EIA | EIA | EIA | n/a | EIA | EIA | 5219.4037 | 0 | 0 | 263917 | 0 | 0 | 0 | 0 | 0 | 0 | 0 | 0 | 263917 | 0 | 0 | 263917 | 0 | 0 | 0 | 100 | 0 | 0 | 0 | 0 | 0 | 0 | 0 | 0 | 100 | 0 | 0 | 100 | 0
3185 | IL | Blackstone Wind Farm LLC | 57110 | Commonwealth Edison Co | 4110 | Blackstone Wind Farm LLC | 56418 | PJM Interconnection, LLC | PJM | RFC | RFCW | RFC West | PJM | 17 | 105 | Livingston | 41.1508 | -88.6233 | 0 |  | WND | WIND |  | 0.29436 | 102 | [9 empty] | 2428211 | 644948 | 263021 | 69860 |  |  |  | 0 | 0 | 0 | 0 | -- |  |  |  | 0 | 0 | 0 | 0 | -- |  |  |  |  | -- | [6 empty] | -- |  |  |  | 0 | 0 | 0 | -- | 0 | 0 | 2428211 | 644948 |  |  |  | EIA | EIA | EIA | n/a | EIA | EIA |  | 0 | 0 | 0 | 0 | 0 | 0 | 263021 | 0 | 0 | 0 | 0 | 0 | 263021 | 263021 | 0 | 263021 | 0 | 0 | 0 | 0 | 0 | 0 | 100 | 0 | 0 | 0 | 0 | 0 | 100 | 100 | 0 | 100
1550 | CA | Salton Sea Power Gen Co - Unit 4 | 54996 | Imperial Irrigation District | 9216 | CalEnergy Operating Corporation | 49899 | Imperial Irrigation District | IID | WECC | AZNM | WECC Southwest |  | 06 | 025 | Imperial | 33.157 | -115.6386 | 0 |  | GEO | GEOTHERMAL |  | 0.63211 | 47.5 | [9 empty] | 2428200 | 1037581 | 263020 | 112390 | 0 | 0 | 124.541 | 21349.941 | 0 | 0 | 21349.941 | -- | 0 | 0 | 0.947 | 162.345 | 0 | 0 | 162.345 | -- |  |  |  |  | -- | [6 empty] | -- | 0 | 0 | 124.541 | 21349.941 | 0 | 0 | -- | 0 | 0 | 2428200 | 1037581 | EIA | EIA | EIA | EIA | EIA | EIA | n/a | EIA | EIA |  | 0 | 0 | 0 | 0 | 0 | 0 | 0 | 0 | 263020 | 0 | 0 | 0 | 263020 | 263020 | 0 | 263020 | 0 | 0 | 0 | 0 | 0 | 0 | 0 | 0 | 100 | 0 | 0 | 0 | 100 | 100 | 0 | 100
5337 | MT | Mill Creek Generating Station | 56908 | NorthWestern Energy LLC - (MT) | 12825 | NorthWestern Energy DGGS | 56815 | NorthWestern Energy (NWMT) | NWMT | WECC | NWPP | WECC Northwest |  | 30 | 023 | Deer Lodge | 46.1047 | -112.8766 | 0 |  | NG | GAS |  | 0.14778 | 203.1 | 1 | [6 empty] | 3285523.651 | 1296146.175 | 3285523.651 | 1296146.175 | 262920.999 | 136491.999 | 25.713 | 10.818 | 0.993 | 195290.135 | 7450.817 | 746.301 | 195484.045 | -- | 0.196 | 0.159 | 0.008 | 1485.542 | 0.028 | 0.003 | 1487.017 | -- | 0.016 | 0.017 | 0.001 | 118.879 | -- | 0.196 | 0.159 | 0.008 | 1485.542 | 0.028 | 0.003 | -- | 25.713 | 10.818 | 0.993 | 195290.135 | 7450.817 | 746.301 | -- | 3285523.651 | 1296146.175 | 3285523.651 | 1296146.175 | EPA/CAMD | EPA/CAMD | EPA/CAMD | EPA/CAMD | EIA | EIA | n/a | EPA/CAMD | EPA/CAMD | 12496.2388 | 0 | 143.474 | 262777.53 | 0 | 0 | 0 | 0 | 0 | 0 | 0 | 0 | 262921.004 | 0 | 0 | 262921.004 | 0 | 0 | 0.054569 | 99.9454 | 0 | 0 | 0 | 0 | 0 | 0 | 0 | 0 | 100 | 0 | 0 | 100 | 0
1880 | CA | Vulcan-BN Geothermal Power Company | 50210 | Imperial Irrigation District | 9216 | CalEnergy Operating Corporation | 49899 | Imperial Irrigation District | IID | WECC | AZNM | WECC Southwest |  | 06 | 025 | Imperial | 33.1633 | -115.6167 | 0 |  | GEO | GEOTHERMAL |  | 0.75778 | 39.6 | [9 empty] | 2426835 | 1036999 | 262872 | 112326 | 0 | 0 | 124.472 | 21337.939 | 0 | 0 | 21337.939 | -- | 0 | 0 | 0.947 | 162.345 | 0 | 0 | 162.345 | -- |  |  |  |  | -- | [6 empty] | -- | 0 | 0 | 124.472 | 21337.939 | 0 | 0 | -- | 0 | 0 | 2426835 | 1036999 | EIA | EIA | EIA | EIA | EIA | EIA | n/a | EIA | EIA |  | 0 | 0 | 0 | 0 | 0 | 0 | 0 | 0 | 262872 | 0 | 0 | 0 | 262872 | 262872 | 0 | 262872 | 0 | 0 | 0 | 0 | 0 | 0 | 0 | 0 | 100 | 0 | 0 | 0 | 100 | 100 | 0 | 100
7778 | OR | Vansycle II Wind Energy Center | 58324 | PacifiCorp | 14354 | FPL Energy Stateline II Inc | 58298 | PacifiCorp - West | PACW | WECC | NWPP | WECC Northwest |  | 41 | 059 | Umatilla | 45.8992 | -118.5914 | 0 |  | WND | WIND |  | 0.30313 | 98.9 | [9 empty] | 2424509 | 850840 | 262620 | 92162 |  |  |  | 0 | 0 | 0 | 0 | -- |  |  |  | 0 | 0 | 0 | 0 | -- |  |  |  |  | -- | [6 empty] | -- |  |  |  | 0 | 0 | 0 | -- | 0 | 0 | 2424509 | 850840 |  |  |  | EIA | EIA | EIA | n/a | EIA | EIA |  | 0 | 0 | 0 | 0 | 0 | 0 | 262620 | 0 | 0 | 0 | 0 | 0 | 262620 | 262620 | 0 | 262620 | 0 | 0 | 0 | 0 | 0 | 0 | 100 | 0 | 0 | 0 | 0 | 0 | 100 | 100 | 0 | 100
7808 | PA | Armenia Mountain Wind Farm | 57044 | Pennsylvania Electric Co | 14711 | Allete Clean Energy | 59496 | PJM Interconnection, LLC | PJM | RFC | RFCE | RFC East | PJM | 42 | 117 | Tioga | 41.7619 | -76.8553 | 0 |  | WND | WIND |  | 0.29804 | 100.5 | [9 empty] | 2422385 | 649268 | 262390 | 70328 |  |  |  | 0 | 0 | 0 | 0 | -- |  |  |  | 0 | 0 | 0 | 0 | -- |  |  |  |  | -- | [6 empty] | -- |  |  |  | 0 | 0 | 0 | -- | 0 | 0 | 2422385 | 649268 |  |  |  | EIA | EIA | EIA | n/a | EIA | EIA |  | 0 | 0 | 0 | 0 | 0 | 0 | 262390 | 0 | 0 | 0 | 0 | 0 | 262390 | 262390 | 0 | 262390 | 0 | 0 | 0 | 0 | 0 | 0 | 100 | 0 | 0 | 0 | 0 | 0 | 100 | 100 | 0 | 100
2130 | CO | Twin Buttes Wind Project | 56460 | Public Service Co of Colorado | 15466 | Avangrid Renewables LLC | 15399 | Public Service Company of Colorado | PSCO | WECC | RMPA | WECC Rockies |  | 08 | 011 | Bent | 37.6735 | -102.8622 | 0 |  | WND | WIND |  | 0.39918 | 75 | [9 empty] | 2421173 | 1003112 | 262259 | 108656 |  |  |  | 0 | 0 | 0 | 0 | -- |  |  |  | 0 | 0 | 0 | 0 | -- |  |  |  |  | -- | [6 empty] | -- |  |  |  | 0 | 0 | 0 | -- | 0 | 0 | 2421173 | 1003112 |  |  |  | EIA | EIA | EIA | n/a | EIA | EIA |  | 0 | 0 | 0 | 0 | 0 | 0 | 262259 | 0 | 0 | 0 | 0 | 0 | 262259 | 262259 | 0 | 262259 | 0 | 0 | 0 | 0 | 0 | 0 | 100 | 0 | 0 | 0 | 0 | 0 | 100 | 100 | 0 | 100
8834 | TX | Wake Wind Energy Center | 58766 | Wind Energy Transmission Texas LLC | 60066 | Southern Power Co | 17650 | Electric Reliability Council of Texas, Inc. | ERCO | TRE | ERCT | ERCOT All | ERCOT | 48 | 107 | Crosby | 33.825 | -101.0997 | 0 |  | WND | WIND |  | 0.06742 | 443.1 | [9 empty] | 2415848 | 0 | 261682 | 0 |  |  |  | 0 | 0 | 0 | 0 | -- |  |  |  | 0 | 0 | 0 | 0 | -- |  |  |  |  | -- | [6 empty] | -- |  |  |  | 0 | 0 | 0 | -- | 0 | 0 | 2415848 | 0 |  |  |  | EIA | EIA | EIA | n/a | EIA | EIA |  | 0 | 0 | 0 | 0 | 0 | 0 | 261682 | 0 | 0 | 0 | 0 | 0 | 261682 | 261682 | 0 | 261682 | 0 | 0 | 0 | 0 | 0 | 0 | 100 | 0 | 0 | 0 | 0 | 0 | 100 | 100 | 0 | 100
9286 | WA | Harvest Wind Project | 57152 | PUD No 1 of Klickitat County | 10393 | Harvest Wind Project TIC | 56499 | Bonneville Power Administration | BPAT | WECC | NWPP | WECC Northwest |  | 53 | 039 | Klickitat | 45.8131 | -120.3475 | 0 |  | WND | WIND |  | 0.30151 | 98.9 | [9 empty] | 2411565 | 1153732 | 261218 | 124971 |  |  |  | 0 | 0 | 0 | 0 | -- |  |  |  | 0 | 0 | 0 | 0 | -- |  |  |  |  | -- | [6 empty] | -- |  |  |  | 0 | 0 | 0 | -- | 0 | 0 | 2411565 | 1153732 |  |  |  | EIA | EIA | EIA | n/a | EIA | EIA |  | 0 | 0 | 0 | 0 | 0 | 0 | 261218 | 0 | 0 | 0 | 0 | 0 | 261218 | 261218 | 0 | 261218 | 0 | 0 | 0 | 0 | 0 | 0 | 100 | 0 | 0 | 0 | 0 | 0 | 100 | 100 | 0 | 100
8802 | TX | Ticona Polymers Inc | 10243 | AEP Texas Central Company | 3278 | Ticona Polymers Inc | 3432 | Electric Reliability Council of Texas, Inc. | ERCO | TRE | ERCT | ERCOT All | ERCOT | 48 | 355 | Nueces | 27.5697 | -97.8228 | 0 |  | NG | GAS |  | 0.52415 | 56.8 | 0.45975 |  | Yes | 334124 | 2.664 | 0.78032 |  | 2640453.4815 | 1296053.6866 | 2640453.481 | 1296053.687 | 260800 | 128013 | 414.188 | 203.302 | 4.219 | 154320.06 | 5821.208 | 582.121 | 154471.411 | -- | 3.176 | 3.176 | 0.032 | 1183.436 | 0.022 | 0.002 | 1184.597 | -- | 0.314 | 0.314 | 0.003 | 116.889 | -- | 3.176 | 3.176 | 0.032 | 1183.436 | 0.022 | 0.002 | -- | 530.795 | 260.538 | 5.407 | 197765.824 | 7460.054 | 746.005 | -- | 3383821 | 1660932 | 3383821 | 1660932 | EIA | EIA | EIA | EIA | EIA | EIA | n/a | EIA | EIA | 10124.4382 | 0 | 0 | 260800 | 0 | 0 | 0 | 0 | 0 | 0 | 0 | 0 | 260800 | 0 | 0 | 260800 | 0 | 0 | 0 | 100 | 0 | 0 | 0 | 0 | 0 | 0 | 0 | 0 | 100 | 0 | 0 | 100 | 0
7623 | OR | Carmen Smith | 3067 | City of Eugene - (OR) | 6022 | Eugene Water & Electric Board | 6013 | Bonneville Power Administration | BPAT | WECC | NWPP | WECC Northwest |  | 41 | 043 | Linn | 44.286 | -122.0414 | 0 |  | WAT | HYDRO |  | 0.26037 | 114.3 | [9 empty] | 2406816 | 778453.001 | 260703.999 | 84321 |  |  |  | 0 | 0 | 0 | 0 | -- |  |  |  | 0 | 0 | 0 | 0 | -- |  |  |  |  | -- | [6 empty] | -- |  |  |  | 0 | 0 | 0 | -- | 0 | 0 | 2406816 | 778453.001 |  |  |  | EIA | EIA | EIA | n/a | EIA | EIA |  | 0 | 0 | 0 | 0 | 260703.63 | 0 | 0 | 0 | 0 | 0 | 0 | 0 | 260703.63 | 0 | 0 | 260703.63 | 0 | 0 | 0 | 0 | 100 | 0 | 0 | 0 | 0 | 0 | 0 | 0 | 100 | 0 | 0 | 100
4499 | MI | Brookfield | 58719 | ITC Transmission | 56068 | DTE Electric Company | 5109 | Midcontinent Independent Transmission System Operator, Inc.. | MISO | RFC | RFCM | RFC Michigan | MISO | 26 | 063 | Huron | 43.7578 | -83.2978 | 0 |  | WND | WIND |  | 0.39772 | 74.8 | [9 empty] | 2405924 | 725802 | 260607 | 78618 |  |  |  | 0 | 0 | 0 | 0 | -- |  |  |  | 0 | 0 | 0 | 0 | -- |  |  |  |  | -- | [6 empty] | -- |  |  |  | 0 | 0 | 0 | -- | 0 | 0 | 2405924 | 725802 |  |  |  | EIA | EIA | EIA | n/a | EIA | EIA |  | 0 | 0 | 0 | 0 | 0 | 0 | 260607 | 0 | 0 | 0 | 0 | 0 | 260607 | 260607 | 0 | 260607 | 0 | 0 | 0 | 0 | 0 | 0 | 100 | 0 | 0 | 0 | 0 | 0 | 100 | 100 | 0 | 100
608 | CA | Bucks Creek | 220 | Pacific Gas & Electric Co | 14328 | Pacific Gas & Electric Co | 14328 | California Independent System Operator | CISO | WECC | CAMX | WECC California | CAISO | 06 | 063 | Plumas | 39.9106 | -121.3277 | 0 |  | WAT | HYDRO |  | 0.45038 | 66 | [9 empty] | 2403949 | 1255917 | 260393 | 136040 |  |  |  | 0 | 0 | 0 | 0 | -- |  |  |  | 0 | 0 | 0 | 0 | -- |  |  |  |  | -- | [6 empty] | -- |  |  |  | 0 | 0 | 0 | -- | 0 | 0 | 2403949 | 1255917 |  |  |  | EIA | EIA | EIA | n/a | EIA | EIA |  | 0 | 0 | 0 | 0 | 260393 | 0 | 0 | 0 | 0 | 0 | 0 | 0 | 260393 | 0 | 0 | 260393 | 0 | 0 | 0 | 0 | 100 | 0 | 0 | 0 | 0 | 0 | 0 | 0 | 100 | 0 | 0 | 100
1634 | CA | Shiloh III Wind Project LLC | 57586 | Pacific Gas & Electric Co | 14328 | EDF Renewable Asset Holdings, Inc. | 57170 | California Independent System Operator | CISO | WECC | CAMX | WECC California | CAISO | 06 | 095 | Solano | 38.1694 | -121.8469 | 0 |  | WND | WIND |  | 0.28986 | 102.5 | [9 empty] | 2402758 | 1582236 | 260264 | 171386 |  |  |  | 0 | 0 | 0 | 0 | -- |  |  |  | 0 | 0 | 0 | 0 | -- |  |  |  |  | -- | [6 empty] | -- |  |  |  | 0 | 0 | 0 | -- | 0 | 0 | 2402758 | 1582236 |  |  |  | EIA | EIA | EIA | n/a | EIA | EIA |  | 0 | 0 | 0 | 0 | 0 | 0 | 260264 | 0 | 0 | 0 | 0 | 0 | 260264 | 260264 | 0 | 260264 | 0 | 0 | 0 | 0 | 0 | 0 | 100 | 0 | 0 | 0 | 0 | 0 | 100 | 100 | 0 | 100
2740 | HI | Puna Geothermal Venture I | 52028 | Hawaii Electric Light Co Inc | 8287 | Puna Geothermal Venture | 3608 | Hawaii Miscellaneous | NA | HICC | HIMS | HICC Miscellaneous |  | 15 | 001 | Hawaii | 19.479 | -154.8884 | 0 |  | GEO | GEOTHERMAL |  | 0.5822 | 51 | [9 empty] | 2401264 | 945348 | 260102 | 102399 | 0 | 0 | 0 | 0 | 0 | 0 | 0 | -- | 0 | 0 | 0 | 0 | 0 | 0 | 0 | -- |  |  |  |  | -- | [6 empty] | -- | 0 | 0 | 0 | 0 | 0 | 0 | -- | 0 | 0 | 2401264 | 945348 | EIA | EIA | EIA | EIA | EIA | EIA | n/a | EIA | EIA |  | 0 | 0 | 0 | 0 | 0 | 0 | 0 | 0 | 260102 | 0 | 0 | 0 | 260102 | 260102 | 0 | 260102 | 0 | 0 | 0 | 0 | 0 | 0 | 0 | 0 | 100 | 0 | 0 | 0 | 100 | 100 | 0 | 100
6226 | NE | Elkhorn Ridge Wind LLC | 56947 | Nebraska Public Power District | 13337 | NRG Energy Gas & Wind Holdings Inc | 59883 | Southwest Power Pool | SWPP | MRO | MROW | MRO West |  | 31 | 107 | Knox | 42.6978 | -97.6189 | 0 |  | WND | WIND |  | 0.36643 | 81 | [9 empty] | 2400357 | 740369 | 260004 | 80196 |  |  |  | 0 | 0 | 0 | 0 | -- |  |  |  | 0 | 0 | 0 | 0 | -- |  |  |  |  | -- | [6 empty] | -- |  |  |  | 0 | 0 | 0 | -- | 0 | 0 | 2400357 | 740369 |  |  |  | EIA | EIA | EIA | n/a | EIA | EIA |  | 0 | 0 | 0 | 0 | 0 | 0 | 260004 | 0 | 0 | 0 | 0 | 0 | 260004 | 260004 | 0 | 260004 | 0 | 0 | 0 | 0 | 0 | 0 | 100 | 0 | 0 | 0 | 0 | 0 | 100 | 100 | 0 | 100
7524 | OK | Eufaula Dam | 6419 | Southwestern Power Administration | 17716 | USCE-Tulsa District | 27470 | Southwestern Power Administration | SPA | SPP | SPSO | SPP South | SPP | 40 | 061 | Haskell | 35.3069 | -95.3572 | 0 |  | WAT | HYDRO |  | 0.32922 | 90 | [9 empty] | 2396238.999 | 946011.999 | 259557.999 | 102471 |  |  |  | 0 | 0 | 0 | 0 | -- |  |  |  | 0 | 0 | 0 | 0 | -- |  |  |  |  | -- | [6 empty] | -- |  |  |  | 0 | 0 | 0 | -- | 0 | 0 | 2396238.999 | 946011.999 |  |  |  | EIA | EIA | EIA | n/a | EIA | EIA |  | 0 | 0 | 0 | 0 | 259558 | 0 | 0 | 0 | 0 | 0 | 0 | 0 | 259558 | 0 | 0 | 259558 | 0 | 0 | 0 | 0 | 100 | 0 | 0 | 0 | 0 | 0 | 0 | 0 | 100 | 0 | 0 | 100
6936 | NY | Cornell University Ithaca Campus | 50368 | New York State Elec & Gas Corp | 13511 | Cornell University | 21508 | New York Independent System Operator | NYIS | NPCC | NYUP | NPCC Upstate NY | NYISO | 36 | 109 | Tompkins | 42.4428 | -76.4764 | 0 |  | NG | GAS |  | 0.75001 | 39.5 | 0.083324 |  | Yes | 1423350.4 | 0.622 | 0.45347 |  | 834109.1512 | 471628.7127 | 834109.151 | 471628.713 | 259517 | 98287 | 115.758 | 1.693 | 0.344 | 48749.116 | 3002.883 | 303.533 | 48827.694 | -- | 0.892 | 0.034 | 0.003 | 375.691 | 0.012 | 0.001 | 376.297 | -- | 0.278 | 0.007 | 0.001 | 116.889 | -- | 0.892 | 0.034 | 0.003 | 375.691 | 0.012 | 0.001 | -- | 255.274 | 3.734 | 0.759 | 107503.157 | 6622.057 | 669.361 | -- | 1839404.971 | 1040051.17 | 1839404.971 | 1040051.17 | EPA/CAMD; EIA | EPA/CAMD | EIA | EIA | EIA | EIA | n/a | EPA/CAMD; EIA | EPA/CAMD | 3214.0829 | 0 | 184.473 | 259332.527 | 0 | 0 | 0 | 0 | 0 | 0 | 0 | 0 | 259517 | 0 | 0 | 259517 | 0 | 0 | 0.071083 | 99.9289 | 0 | 0 | 0 | 0 | 0 | 0 | 0 | 0 | 100 | 0 | 0 | 100 | 0
5339 | MT | Morony | 2191 | NorthWestern Energy LLC - (MT) | 12825 | NorthWestern Energy | 13902 | NorthWestern Energy (NWMT) | NWMT | WECC | NWPP | WECC Northwest |  | 30 | 013 | Cascade | 47.5817 | -111.0609 | 0 |  | WAT | HYDRO |  | 0.54751 | 54 | [9 empty] | 2391042 | 1110490 | 258995 | 120287 |  |  |  | 0 | 0 | 0 | 0 | -- |  |  |  | 0 | 0 | 0 | 0 | -- |  |  |  |  | -- | [6 empty] | -- |  |  |  | 0 | 0 | 0 | -- | 0 | 0 | 2391042 | 1110490 |  |  |  | EIA | EIA | EIA | n/a | EIA | EIA |  | 0 | 0 | 0 | 0 | 258995 | 0 | 0 | 0 | 0 | 0 | 0 | 0 | 258995 | 0 | 0 | 258995 | 0 | 0 | 0 | 0 | 100 | 0 | 0 | 0 | 0 | 0 | 0 | 0 | 100 | 0 | 0 | 100
6201 | NE | Beatrice | 8000 | Nebraska Public Power District | 13337 | Nebraska Public Power District | 13337 | Southwest Power Pool | SWPP | MRO | MROW | MRO West |  | 31 | 067 | Gage | 40.3302 | -96.8082 | 2 |  | NG | GAS |  | 0.11964 | 247.1 | 1 | [6 empty] | 2336272.429 | 1300784.814 | 2336272.429 | 1300784.814 | 258967 | 144106 | 17.166 | 9.578 | 0.701 | 138839.679 | 4865.394 | 486.539 | 138966.179 | -- | 0.133 | 0.133 | 0.005 | 1072.258 | 0.019 | 0.002 | 1073.235 | -- | 0.015 | 0.015 | 0.001 | 118.856 | -- | 0.133 | 0.133 | 0.005 | 1072.258 | 0.019 | 0.002 | -- | 17.166 | 9.578 | 0.701 | 138839.679 | 4865.394 | 486.539 | -- | 2336272.429 | 1300784.814 | 2336272.429 | 1300784.814 | EPA/CAMD | EPA/CAMD | EPA/CAMD | EPA/CAMD | EIA | EIA | n/a | EPA/CAMD | EPA/CAMD | 9021.5063 | 0 | 0 | 258967 | 0 | 0 | 0 | 0 | 0 | 0 | 0 | 0 | 258967 | 0 | 0 | 258967 | 0 | 0 | 0 | 100 | 0 | 0 | 0 | 0 | 0 | 0 | 0 | 0 | 100 | 0 | 0 | 100 | 0
9369 | WA | Vantage Wind Energy LLC | 57188 | Puget Sound Energy Inc | 15500 | Invenergy Services LLC | 49893 | Puget Sound Energy | PSEI | WECC | NWPP | WECC Northwest |  | 53 | 037 | Kittitas | 46.9547 | -120.1819 | 0 |  | WND | WIND |  | 0.32836 | 90 | [9 empty] | 2389943 | 1284558 | 258876 | 139142 |  |  |  | 0 | 0 | 0 | 0 | -- |  |  |  | 0 | 0 | 0 | 0 | -- |  |  |  |  | -- | [6 empty] | -- |  |  |  | 0 | 0 | 0 | -- | 0 | 0 | 2389943 | 1284558 |  |  |  | EIA | EIA | EIA | n/a | EIA | EIA |  | 0 | 0 | 0 | 0 | 0 | 0 | 258876 | 0 | 0 | 0 | 0 | 0 | 258876 | 258876 | 0 | 258876 | 0 | 0 | 0 | 0 | 0 | 0 | 100 | 0 | 0 | 0 | 0 | 0 | 100 | 100 | 0 | 100
8516 | TX | Gunsight Mountain Wind Energy LLC | 56776 | Oncor Electric Delivery Company LLC | 44372 | Invenergy Services LLC | 49893 | Electric Reliability Council of Texas, Inc. | ERCO | TRE | ERCT | ERCOT All | ERCOT | 48 | 227 | Howard | 32.2403 | -101.4736 | 0 |  | WND | WIND |  | 0.24621 | 120 | [9 empty] | 2389371 | 1212725 | 258814 | 131361 |  |  |  | 0 | 0 | 0 | 0 | -- |  |  |  | 0 | 0 | 0 | 0 | -- |  |  |  |  | -- | [6 empty] | -- |  |  |  | 0 | 0 | 0 | -- | 0 | 0 | 2389371 | 1212725 |  |  |  | EIA | EIA | EIA | n/a | EIA | EIA |  | 0 | 0 | 0 | 0 | 0 | 0 | 258814 | 0 | 0 | 0 | 0 | 0 | 258814 | 258814 | 0 | 258814 | 0 | 0 | 0 | 0 | 0 | 0 | 100 | 0 | 0 | 0 | 0 | 0 | 100 | 100 | 0 | 100
2110 | CO | Spring Canyon Expansion Wind Energy Ctr | 58769 | Public Service Co of Colorado | 15466 | NRG Yield | 60015 | Public Service Company of Colorado | PSCO | WECC | RMPA | WECC Rockies |  | 08 | 075 | Logan | 40.9642 | -103.0772 | 0 |  | WND | WIND |  | 0.4714 | 62.6 | [9 empty] | 2386536 | 779827 | 258507 | 84470 |  |  |  | 0 | 0 | 0 | 0 | -- |  |  |  | 0 | 0 | 0 | 0 | -- |  |  |  |  | -- | [6 empty] | -- |  |  |  | 0 | 0 | 0 | -- | 0 | 0 | 2386536 | 779827 |  |  |  | EIA | EIA | EIA | n/a | EIA | EIA |  | 0 | 0 | 0 | 0 | 0 | 0 | 258507 | 0 | 0 | 0 | 0 | 0 | 258507 | 258507 | 0 | 258507 | 0 | 0 | 0 | 0 | 0 | 0 | 100 | 0 | 0 | 0 | 0 | 0 | 100 | 100 | 0 | 100
8849 | TX | Whitetail | 58021 | AEP Texas Central Company | 3278 | Whitetail Wind Energy, LLC | 57398 | Electric Reliability Council of Texas, Inc. | ERCO | TRE | ERCT | ERCOT All | ERCOT | 48 | 479 | Webb | 27.4881 | -99.0053 | 0 |  | WND | WIND |  | 0.32039 | 92 | [9 empty] | 2383766 | 1059234 | 258207 | 114735 |  |  |  | 0 | 0 | 0 | 0 | -- |  |  |  | 0 | 0 | 0 | 0 | -- |  |  |  |  | -- | [6 empty] | -- |  |  |  | 0 | 0 | 0 | -- | 0 | 0 | 2383766 | 1059234 |  |  |  | EIA | EIA | EIA | n/a | EIA | EIA |  | 0 | 0 | 0 | 0 | 0 | 0 | 258207 | 0 | 0 | 0 | 0 | 0 | 258207 | 258207 | 0 | 258207 | 0 | 0 | 0 | 0 | 0 | 0 | 100 | 0 | 0 | 0 | 0 | 0 | 100 | 100 | 0 | 100
1269 | CA | Mt Poso Cogeneration | 54626 | Pacific Gas & Electric Co | 14328 | Mt Poso Cogeneration Co | 13060 | California Independent System Operator | CISO | WECC | CAMX | WECC California | CAISO | 06 | 029 | Kern | 35.5763 | -119.0062 | 1 | 1 | WDS | BIOMASS |  | 0.47541 | 62 | 0.54099 | Yes | Yes | 90316.8 | 9.757 | 0.92862 |  | 3963987.501 | 1768398.1017 | 3963987.501 | 1768398.102 | 258203 | 114932 | 158.559 | 70.736 | 48.233 | 7063.678 | 271391.215 | 35611.77 | 15433.11 | -- | 1.228 | 1.231 | 0.374 | 54.714 | 1.051 | 0.138 | 119.542 | -- | 0.08 | 0.08 | 0.024 | 3.564 | -- | 1.228 | 1.231 | 0.374 | 54.714 | 1.051 | 0.138 | -- | 170.747 | 76.173 | 51.94 | 435517.272 | 292251.874 | 38349.092 | -- | 4268681.927 | 1904327.149 | 4268681.927 | 1904327.149 | EIA | EIA | EIA | EIA | EIA | EIA | n/a | EIA | EIA | 15352.213 | 0 | 0 | 7717.833 | 0 | 0 | 250485.17 | 0 | 0 | 0 | 0 | 0 | 7717.833 | 250485.17 | 250485.17 | 258203.003 | 0 | 0 | 0 | 2.9891 | 0 | 0 | 97.0109 | 0 | 0 | 0 | 0 | 0 | 2.9891 | 97.0109 | 97.0109 | 100 | 0
3387 | IL | Tate & Lyle | 10867 | Ameren Illinois Company | 56697 | Tate & Lyle Ingredients Americas Inc | 7 | Midcontinent Independent Transmission System Operator, Inc.. | MISO | SERC | SRMW | SERC Midwest | MISO | 17 | 115 | Macon | 39.8492 | -88.9319 | 2 |  | BIT | COAL | Yes | 0.47368 | 62 | 0.54387 |  | Yes | 4244718.4 | 0.207 | 0.21618 |  | 1263168.8157 | 564517.2351 | 1263168.816 | 564517.235 | 257262.91 | 96318 | 55.805 | 22.033 | 4540.989 | 130050.615 | 34150.391 | 4967.33 | 131179.13 | -- | 0.434 | 0.457 | 35.302 | 1011.033 | 0.133 | 0.019 | 1019.806 | -- | 0.088 | 0.078 | 7.19 | 205.912 | -- | 0.434 | 0.457 | 35.302 | 1011.033 | 0.133 | 0.019 | -- | 258.138 | 101.917 | 21005.434 | 601580.358 | 157970.837 | 22977.576 | -- | 5843090.764 | 2611310.065 | 5843090.764 | 2611310.065 | EPA/CAMD | EPA/CAMD | EIA | EIA | EIA | EIA | n/a | EPA/CAMD | EPA/CAMD | 4910.0308 | 257262.91 | 0 | 0 | 0 | 0 | 0 | 0 | 0 | 0 | 0 | 0 | 257262.91 | 0 | 0 | 257262.91 | 0 | 100 | 0 | 0 | 0 | 0 | 0 | 0 | 0 | 0 | 0 | 0 | 100 | 0 | 0 | 100 | 0
2840 | IA | Franklin County Wind Farm | 57844 | ITC Midwest LLC | 56161 | Franklin County Wind LLC | 57171 | Midcontinent Independent Transmission System Operator, Inc.. | MISO | MRO | MROW | MRO West | MISO | 19 | 069 | Franklin | 42.6067 | -93.3365 | 0 |  | WND | WIND |  | 0.29656 | 99 | [9 empty] | 2374397 | 688874 | 257192 | 74618 |  |  |  | 0 | 0 | 0 | 0 | -- |  |  |  | 0 | 0 | 0 | 0 | -- |  |  |  |  | -- | [6 empty] | -- |  |  |  | 0 | 0 | 0 | -- | 0 | 0 | 2374397 | 688874 |  |  |  | EIA | EIA | EIA | n/a | EIA | EIA |  | 0 | 0 | 0 | 0 | 0 | 0 | 257192 | 0 | 0 | 0 | 0 | 0 | 257192 | 257192 | 0 | 257192 | 0 | 0 | 0 | 0 | 0 | 0 | 100 | 0 | 0 | 0 | 0 | 0 | 100 | 100 | 0 | 100
8871 | UT | Blundell | 299 | PacifiCorp | 14354 | PacifiCorp | 14354 | PacifiCorp - East | PACE | WECC | NWPP | WECC Northwest |  | 49 | 001 | Beaver | 38.4889 | -112.8533 | 3 | 3 | GEO | GEOTHERMAL |  | 0.39209 | 74.8 | [9 empty] | 2371868 | 967422 | 256918 | 104790 | 0 | 0 | 121.652 | 20854.642 | 0 | 0 | 20854.642 | -- | 0 | 0 | 0.947 | 162.345 | 0 | 0 | 162.345 | -- |  |  |  |  | -- | [6 empty] | -- | 0 | 0 | 121.652 | 20854.642 | 0 | 0 | -- | 0 | 0 | 2371868 | 967422 | EIA | EIA | EIA | EIA | EIA | EIA | n/a | EIA | EIA |  | 0 | 0 | 0 | 0 | 0 | 0 | 0 | 0 | 256918 | 0 | 0 | 0 | 256918 | 256918 | 0 | 256918 | 0 | 0 | 0 | 0 | 0 | 0 | 0 | 0 | 100 | 0 | 0 | 0 | 100 | 100 | 0 | 100
709 | CA | Coalinga Cogeneration Facility | 50131 | Pacific Gas & Electric Co | 14328 | Coalinga Cogeneration Co | 3852 | California Independent System Operator | CISO | WECC | CAMX | WECC California | CAISO | 06 | 019 | Fresno | 36.1807 | -120.3885 | 0 |  | NG | GAS |  | 0.76301 | 38.4 | 0.061642 |  | Yes | 1147900.8 | 0.763 | 0.50434 |  | 1627570.924 | 557065.7695 | 1627570.924 | 557065.77 | 256666 | 120414 | 10.507 | 3.566 | 0.488 | 96723.562 | 3759.371 | 375.937 | 96821.305 | -- | 0.082 | 0.059 | 0.004 | 753.692 | 0.015 | 0.001 | 754.454 | -- | 0.013 | 0.013 | 0.001 | 118.856 | -- | 0.082 | 0.059 | 0.004 | 753.692 | 0.015 | 0.001 | -- | 20.833 | 7.071 | 0.968 | 191782.568 | 7454.045 | 745.404 | -- | 3227132.319 | 1104544.768 | 3227132.319 | 1104544.768 | EPA/CAMD | EPA/CAMD | EPA/CAMD | EPA/CAMD | EIA | EIA | n/a | EPA/CAMD | EPA/CAMD | 6341.2019 | 0 | 0 | 256666 | 0 | 0 | 0 | 0 | 0 | 0 | 0 | 0 | 256666 | 0 | 0 | 256666 | 0 | 0 | 0 | 100 | 0 | 0 | 0 | 0 | 0 | 0 | 0 | 0 | 100 | 0 | 0 | 100 | 0
6062 | NC | Walters | 2715 | Duke Energy Progress - (NC) | 3046 | Duke Energy Progress - (NC) | 3046 | Progress Energy Carolinas - EAST | CPLE | SERC | SRVC | SERC Virginia/Carolina |  | 37 | 087 | Haywood | 35.6946 | -83.0503 | 0 |  | WAT | HYDRO |  | 0.27104 | 108 | [9 empty] | 2367351 | 570768 | 256428.999 | 61824.999 |  |  |  | 0 | 0 | 0 | 0 | -- |  |  |  | 0 | 0 | 0 | 0 | -- |  |  |  |  | -- | [6 empty] | -- |  |  |  | 0 | 0 | 0 | -- | 0 | 0 | 2367351 | 570768 |  |  |  | EIA | EIA | EIA | n/a | EIA | EIA |  | 0 | 0 | 0 | 0 | 256429 | 0 | 0 | 0 | 0 | 0 | 0 | 0 | 256429 | 0 | 0 | 256429 | 0 | 0 | 0 | 0 | 100 | 0 | 0 | 0 | 0 | 0 | 0 | 0 | 100 | 0 | 0 | 100
287 | AR | Thomas Fitzhugh | 201 | Southwestern Electric Power Co | 17698 | Arkansas Electric Coop Corp | 807 | Southwest Power Pool | SWPP | SPP | SPSO | SPP South |  | 05 | 047 | Franklin | 35.4624 | -93.8049 | 1 | 1 | NG | GAS |  | 0.15791 | 185 | 1 | [6 empty] | 2303252.315 | 1218798.056 | 2303252.315 | 1218798.056 | 255902 | 135468 | 99.316 | 44.39 | 0.691 | 136878.24 | 5005.102 | 500.51 | 137008.373 | -- | 0.776 | 0.655 | 0.005 | 1069.771 | 0.02 | 0.002 | 1070.788 | -- | 0.086 | 0.073 | 0.001 | 118.856 | -- | 0.776 | 0.655 | 0.005 | 1069.771 | 0.02 | 0.002 | -- | 99.316 | 44.39 | 0.691 | 136878.24 | 5005.102 | 500.51 | -- | 2303252.315 | 1218798.056 | 2303252.315 | 1218798.056 | EPA/CAMD | EPA/CAMD | EPA/CAMD | EPA/CAMD | EIA | EIA | n/a | EPA/CAMD | EPA/CAMD | 9000.5249 | 0 | 0 | 255902 | 0 | 0 | 0 | 0 | 0 | 0 | 0 | 0 | 255902 | 0 | 0 | 255902 | 0 | 0 | 0 | 100 | 0 | 0 | 0 | 0 | 0 | 0 | 0 | 0 | 100 | 0 | 0 | 100 | 0
7035 | NY | Huntley Power | 2549 | Niagara Mohawk Power Corp. | 13573 | NRG Huntley Operations Inc | 13168 | New York Independent System Operator | NYIS | NPCC | NYUP | NPCC Upstate NY | NYISO | 36 | 029 | Erie | 42.97 | -78.93 | 6 | 2 | SUB | COAL | Yes | 0.03743 | 780 | 1 | [6 empty] | 2734072.161 |  | 2734072.161 |  | 255738 | 0 | 142.794 |  | 752.561 | 286748.516 | 67877.648 | 9876.597 | 288992.104 | -- | 1.117 |  | 5.885 | 2242.518 | 0.265 | 0.039 | 2260.064 | -- | 0.104 |  | 0.551 | 209.759 | -- | 1.117 |  | 5.885 | 2242.518 | 0.265 | 0.039 | -- | 142.794 |  | 752.561 | 286748.516 | 67877.648 | 9876.597 | -- | 2734072.161 |  | 2734072.161 |  | EPA/CAMD |  | EPA/CAMD | EPA/CAMD | EIA | EIA | n/a | EPA/CAMD |  | 10690.911 | 254844.18 | 893.817 | 0 | 0 | 0 | 0 | 0 | 0 | 0 | 0 | 0 | 255737.997 | 0 | 0 | 255737.997 | 0 | 99.6505 | 0.3495 | 0 | 0 | 0 | 0 | 0 | 0 | 0 | 0 | 0 | 100 | 0 | 0 | 100 | 0
1063 | CA | Ivanpah 1 | 57074 | Southern California Edison Co | 17609 | NRG Energy Services | 57499 | California Independent System Operator | CISO | WECC | CAMX | WECC California | CAISO | 06 | 071 | San Bernardino | 35.5331 | -115.4525 | 1 | 1 | SUN | SOLAR |  | 0.21943 | 133 | [7 empty] | 485173 | 261579 | 3214024 | 1766110 | 255655 | 141940 | 2.669 | 1.439 | 0.137 | 28627.6 | 1060.541 | 106.054 | 28655.174 | -- | 0.021 | 0.02 | 0.001 | 223.955 | 0.004 | 0 | 224.171 | -- | 0.011 | 0.011 | 0.001 | 118.01 | -- | 0.438 | 0.426 | 0.023 | 4702.3 | 0.087 | 0.009 | -- | 2.669 | 1.439 | 0.137 | 28627.6 | 1060.541 | 106.054 | -- | 485173 | 261579 | 3214024 | 1766110 | EPA/CAMD | EPA/CAMD | EPA/CAMD | EPA/CAMD; EIA | EIA | EIA | n/a | EPA/CAMD; EIA | EPA/CAMD; EIA | 39846.6656 | 0 | 0 | 12176 | 0 | 0 | 0 | 0 | 243479 | 0 | 0 | 0 | 12176 | 243479 | 243479 | 12176 | 243479 | 0 | 0 | 4.7627 | 0 | 0 | 0 | 0 | 95.2373 | 0 | 0 | 0 | 4.7627 | 95.2373 | 95.2373 | 4.7627 | 95.2373
8500 | TX | Golden Spread Panhandle Wnd Rch | 57866 | Southwestern Public Service Co | 17718 | Golden Spread Electric Cooperative, Inc | 7349 | Southwest Power Pool | SWPP | SPP | SPSO | SPP South |  | 48 | 359 | Oldham | 35.2436 | -102.21 | 0 |  | WND | WIND |  | 0.37301 | 78.2 | [9 empty] | 2359008 | 980660 | 255525 | 106224 |  |  |  | 0 | 0 | 0 | 0 | -- |  |  |  | 0 | 0 | 0 | 0 | -- |  |  |  |  | -- | [6 empty] | -- |  |  |  | 0 | 0 | 0 | -- | 0 | 0 | 2359008 | 980660 |  |  |  | EIA | EIA | EIA | n/a | EIA | EIA |  | 0 | 0 | 0 | 0 | 0 | 0 | 255525 | 0 | 0 | 0 | 0 | 0 | 255525 | 255525 | 0 | 255525 | 0 | 0 | 0 | 0 | 0 | 0 | 100 | 0 | 0 | 0 | 0 | 0 | 100 | 100 | 0 | 100
3136 | ID | Rockland Wind Farm | 57766 | Idaho Power Co | 9191 | Ridgeline Energy LLC | 57075 | Idaho Power Company | IPCO | WECC | NWPP | WECC Northwest |  | 16 | 077 | Power | 42.6747 | -112.9019 | 0 |  | WND | WIND |  | 0.36757 | 79.2 | [9 empty] | 2354289 | 669772 | 255014 | 72549 |  |  |  | 0 | 0 | 0 | 0 | -- |  |  |  | 0 | 0 | 0 | 0 | -- |  |  |  |  | -- | [6 empty] | -- |  |  |  | 0 | 0 | 0 | -- | 0 | 0 | 2354289 | 669772 |  |  |  | EIA | EIA | EIA | n/a | EIA | EIA |  | 0 | 0 | 0 | 0 | 0 | 0 | 255014 | 0 | 0 | 0 | 0 | 0 | 255014 | 255014 | 0 | 255014 | 0 | 0 | 0 | 0 | 0 | 0 | 100 | 0 | 0 | 0 | 0 | 0 | 100 | 100 | 0 | 100
7499 | OK | Blue Canyon Windpower | 56081 | Western Farmers Elec Coop, Inc | 20447 | Blue Canyon Windpower LLC | 1881 | Southwest Power Pool | SWPP | SPP | SPSO | SPP South |  | 40 | 031 | Comanche | 34.8508 | -98.5773 | 0 |  | WND | WIND |  | 0.34141 | 85 | [9 empty] | 2346886 | 818777 | 254212 | 88689 |  |  |  | 0 | 0 | 0 | 0 | -- |  |  |  | 0 | 0 | 0 | 0 | -- |  |  |  |  | -- | [6 empty] | -- |  |  |  | 0 | 0 | 0 | -- | 0 | 0 | 2346886 | 818777 |  |  |  | EIA | EIA | EIA | n/a | EIA | EIA |  | 0 | 0 | 0 | 0 | 0 | 0 | 254212 | 0 | 0 | 0 | 0 | 0 | 254212 | 254212 | 0 | 254212 | 0 | 0 | 0 | 0 | 0 | 0 | 100 | 0 | 0 | 0 | 0 | 0 | 100 | 100 | 0 | 100
5323 | MT | Holter | 2186 | NorthWestern Energy LLC - (MT) | 12825 | NorthWestern Energy | 13902 | NorthWestern Energy (NWMT) | NWMT | WECC | NWPP | WECC Northwest |  | 30 | 013 | Cascade | 46.9915 | -112.0047 | 0 |  | WAT | HYDRO |  | 0.75528 | 38.4 | [9 empty] | 2345520 | 1010157 | 254064 | 109419 |  |  |  | 0 | 0 | 0 | 0 | -- |  |  |  | 0 | 0 | 0 | 0 | -- |  |  |  |  | -- | [6 empty] | -- |  |  |  | 0 | 0 | 0 | -- | 0 | 0 | 2345520 | 1010157 |  |  |  | EIA | EIA | EIA | n/a | EIA | EIA |  | 0 | 0 | 0 | 0 | 254064 | 0 | 0 | 0 | 0 | 0 | 0 | 0 | 254064 | 0 | 0 | 254064 | 0 | 0 | 0 | 0 | 100 | 0 | 0 | 0 | 0 | 0 | 0 | 0 | 100 | 0 | 0 | 100
4609 | MI | Lake Winds Energy Park | 57984 | Consumers Energy Co | 4254 | Consumers Energy Co | 4254 | Midcontinent Independent Transmission System Operator, Inc.. | MISO | RFC | RFCM | RFC Michigan | MISO | 26 | 105 | Mason | 43.8719 | -86.3347 | 0 |  | WND | WIND |  | 0.28734 | 100.8 | [9 empty] | 2342372 | 783225 | 253723 | 84838 |  |  |  | 0 | 0 | 0 | 0 | -- |  |  |  | 0 | 0 | 0 | 0 | -- |  |  |  |  | -- | [6 empty] | -- |  |  |  | 0 | 0 | 0 | -- | 0 | 0 | 2342372 | 783225 |  |  |  | EIA | EIA | EIA | n/a | EIA | EIA |  | 0 | 0 | 0 | 0 | 0 | 0 | 253723 | 0 | 0 | 0 | 0 | 0 | 253723 | 253723 | 0 | 253723 | 0 | 0 | 0 | 0 | 0 | 0 | 100 | 0 | 0 | 0 | 0 | 0 | 100 | 100 | 0 | 100
4572 | MI | Gratiot Wind Park | 57421 | Michigan Electric Transmission Company | 56163 | DTE Electric Company | 5109 | Midcontinent Independent Transmission System Operator, Inc.. | MISO | RFC | RFCM | RFC Michigan | MISO | 26 | 057 | Gratiot | 43.4339 | -84.4975 | 0 |  | WND | WIND |  | 0.28394 | 102 | [9 empty] | 2342212 | 696821 | 253706 | 75479 |  |  |  | 0 | 0 | 0 | 0 | -- |  |  |  | 0 | 0 | 0 | 0 | -- |  |  |  |  | -- | [6 empty] | -- |  |  |  | 0 | 0 | 0 | -- | 0 | 0 | 2342212 | 696821 |  |  |  | EIA | EIA | EIA | n/a | EIA | EIA |  | 0 | 0 | 0 | 0 | 0 | 0 | 253706 | 0 | 0 | 0 | 0 | 0 | 253706 | 253706 | 0 | 253706 | 0 | 0 | 0 | 0 | 0 | 0 | 100 | 0 | 0 | 0 | 0 | 0 | 100 | 100 | 0 | 100
8590 | TX | Los Vientos Windpower IV | 59321 | AEP Texas Central Company | 3278 | Los Vientos Windpower IV, LLC | 59120 | Electric Reliability Council of Texas, Inc. | ERCO | TRE | ERCT | ERCOT All | ERCOT | 48 | 427 | Starr | 26.3806 | -98.8183 | 0 |  | WND | WIND |  | 0.14477 | 200 | [9 empty] | 2341623 | 1135084 | 253642 | 122951 |  |  |  | 0 | 0 | 0 | 0 | -- |  |  |  | 0 | 0 | 0 | 0 | -- |  |  |  |  | -- | [6 empty] | -- |  |  |  | 0 | 0 | 0 | -- | 0 | 0 | 2341623 | 1135084 |  |  |  | EIA | EIA | EIA | n/a | EIA | EIA |  | 0 | 0 | 0 | 0 | 0 | 0 | 253642 | 0 | 0 | 0 | 0 | 0 | 253642 | 253642 | 0 | 253642 | 0 | 0 | 0 | 0 | 0 | 0 | 100 | 0 | 0 | 0 | 0 | 0 | 100 | 100 | 0 | 100
5840 | NC | NCEMC Anson Plant | 56249 | Duke Energy Progress - (NC) | 3046 | North Carolina El Member Corp | 13683 | Progress Energy Carolinas - EAST | CPLE | SERC | SRVC | SERC Virginia/Carolina |  | 37 | 007 | Anson | 34.9687 | -79.9217 | 0 |  | NG | GAS |  | 0.08415 | 343.8 | 1 | [6 empty] | 2595474.272 | 1598369.208 | 2595474.272 | 1598369.208 | 253426.998 | 156655.998 | 112.206 | 68.755 | 0.783 | 154739.847 | 6083.754 | 623.392 | 154900.352 | -- | 0.886 | 0.878 | 0.006 | 1221.179 | 0.024 | 0.002 | 1222.446 | -- | 0.086 | 0.086 | 0.001 | 119.238 | -- | 0.886 | 0.878 | 0.006 | 1221.179 | 0.024 | 0.002 | -- | 112.206 | 68.755 | 0.783 | 154739.847 | 6083.754 | 623.392 | -- | 2595474.272 | 1598369.208 | 2595474.272 | 1598369.208 | EPA/CAMD | EPA/CAMD | EPA/CAMD | EPA/CAMD | EIA | EIA | n/a | EPA/CAMD | EPA/CAMD | 10241.5064 | 0 | 2110.833 | 251316.17 | 0 | 0 | 0 | 0 | 0 | 0 | 0 | 0 | 253427.003 | 0 | 0 | 253427.003 | 0 | 0 | 0.83292 | 99.1671 | 0 | 0 | 0 | 0 | 0 | 0 | 0 | 0 | 100 | 0 | 0 | 100 | 0
1978 | CO | Blue Mesa | 512 | WAPA-- Western Area Power Administration | 27000 | U S Bureau of Reclamation | 2518 | Western Area Power Administration - Rocky Mountain Region | WACM | WECC | RMPA | WECC Rockies |  | 08 | 051 | Gunnison | 38.4532 | -107.3375 | 0 |  | WAT | HYDRO |  | 0.33416 | 86.4 | [9 empty] | 2334909 | 1052788 | 252915 | 114037 |  |  |  | 0 | 0 | 0 | 0 | -- |  |  |  | 0 | 0 | 0 | 0 | -- |  |  |  |  | -- | [6 empty] | -- |  |  |  | 0 | 0 | 0 | -- | 0 | 0 | 2334909 | 1052788 |  |  |  | EIA | EIA | EIA | n/a | EIA | EIA |  | 0 | 0 | 0 | 0 | 252915 | 0 | 0 | 0 | 0 | 0 | 0 | 0 | 252915 | 0 | 0 | 252915 | 0 | 0 | 0 | 0 | 100 | 0 | 0 | 0 | 0 | 0 | 0 | 0 | 100 | 0 | 0 | 100
2491 | FL | WestRock Panama City Mill | 50807 | Gulf Power Co | 7801 | WestRock Corp-Panama City | 18157 | Southern Company Services, Inc. - Trans | SOCO | FRCC | FRCC | FRCC All |  | 12 | 005 | Bay | 30.142 | -85.6211 | 6 | 6 | BLQ | BIOMASS | Yes | 0.84842 | 34 | 0 | Yes | Yes | 12229235.2 | 0.071 | 0.085948 |  | 1419926.1243 | 592840.9028 | 1419926.124 | 592840.903 | 252692.086 | 103355 |  |  | 398.212 | 22309.247 | 23540.943 | 6462.472 | 23558.11 | -- |  |  | 3.152 | 176.573 | 0.093 | 0.026 | 186.457 | -- |  |  | 0.561 | 31.423 | -- |  |  | 3.152 | 176.573 | 0.093 | 0.026 | -- |  |  | 4633.154 | 1668234.147 | 273896.07 | 75190.096 | -- | 16520671.4 | 6897633.32 | 16520671.4 | 6897633.32 |  |  | EIA | EIA | EIA | EIA | n/a | EIA | EIA | 5619.1951 | 12371.789 | 6905.146 | 36250.909 | 0 | 0 | 197164.241 | 0 | 0 | 0 | 0 | 0 | 55527.844 | 197164.241 | 197164.241 | 252692.085 | 0 | 4.896 | 2.7326 | 14.3459 | 0 | 0 | 78.0255 | 0 | 0 | 0 | 0 | 0 | 21.9745 | 78.0255 | 78.0255 | 100 | 0
4441 | ME | ReEnergy Ashland | 10356 | Emera Maine | 1179 | ReEnergy Ashland LLC | 1981 | New Brunswick System Operator | NBSO | NPCC | NEWE | NPCC New England |  | 23 | 003 | Aroostook | 46.6334 | -68.4361 | 1 | 1 | WDS | BIOMASS |  | 0.72794 | 39.6 | 0.1201 | Yes | [5 empty] | 3590687.4 | 1687712.2 | 3590687.4 | 1687712.2 | 252520 | 121592 | 461.089 | 217.649 | 44.884 | 0.041 | 253315.72 | 33247.688 | 7813.248 | -- | 3.652 | 3.58 | 0.355 | 0 | 1.003 | 0.132 | 61.882 | -- | 0.257 | 0.258 | 0.025 | 0 | -- | 3.652 | 3.58 | 0.355 | 0 | 1.003 | 0.132 | -- | 461.089 | 217.649 | 44.884 | 371265.484 | 253315.72 | 33247.688 | -- | 3590687.4 | 1687712.2 | 3590687.4 | 1687712.2 | EIA | EIA | EIA | EIA | EIA | EIA | n/a | EIA | EIA | 14219.4179 | 0 | 0 | 0 | 0 | 0 | 252520 | 0 | 0 | 0 | 0 | 0 | 0 | 252520 | 252520 | 252520 | 0 | 0 | 0 | 0 | 0 | 0 | 100 | 0 | 0 | 0 | 0 | 0 | 0 | 100 | 100 | 100 | 0
8271 | TN | Domtar Kingsport Mill | 10252 | Kingsport Power Co | 10331 | Domtar Paper Co LLC Kingsport Mill | 55849 | PJM Interconnection, LLC | PJM | RFC | RFCW | RFC West |  | 47 | 163 | Sullivan | 36.5489 | -82.5667 | 8 | 6 | BLQ | BIOMASS |  | 0.39431 | 73 | 0.67614 | Yes | Yes | 5518186.4 | 0.156 | 0.17215 |  | 1405234.3872 | 637055.8233 | 1405234.387 | 637055.823 | 252156 | 111897 | 112.419 | 50.964 | 269.927 | 3662.37 | 38887.487 | 8405.898 | 5373.603 | -- | 0.892 | 0.911 | 2.141 | 29.048 | 0.154 | 0.033 | 42.621 | -- | 0.16 | 0.16 | 0.384 | 5.212 | -- | 0.892 | 0.911 | 2.141 | 29.048 | 0.154 | 0.033 | -- | 653.037 | 296.051 | 1567.997 | 867530.522 | 225896.229 | 48829.609 | -- | 8162963.889 | 3700637.935 | 8162963.889 | 3700637.935 | EIA | EIA | EIA | EIA | EIA | EIA | n/a | EIA | EIA | 5572.8771 | 0 | 1290.065 | 9392.818 | 0 | 0 | 241473.113 | 0 | 0 | 0 | 0 | 0 | 10682.883 | 241473.113 | 241473.113 | 252155.996 | 0 | 0 | 0.51161 | 3.725 | 0 | 0 | 95.7634 | 0 | 0 | 0 | 0 | 0 | 4.2366 | 95.7634 | 95.7634 | 100 | 0
9132 | VA | Wheelabrator Portsmouth | 54998 | Virginia Electric & Power Co | 19876 | Wheelabrator Environmental Systems | 20541 | PJM Interconnection, LLC | PJM | SERC | SRVC | SERC Virginia/Carolina | PJM | 51 | 740 | Portsmouth City | 36.8083 | -76.3036 | 12 | 12 | MSW | BIOMASS |  | 0.47926 | 60 | 0.53456 | Yes | Yes | 1248134.4 | 0.689 | 0.47874 |  | 3070324.4727 | 1339752.687 | 3070324.473 | 1339752.687 | 251900 | 114690 |  |  | 279.378 | 150751.42 | 215946.708 | 28347.694 | 157412.753 | -- |  |  | 2.218 | 1196.915 | 0.857 | 0.113 | 1249.804 | -- |  |  | 0.182 | 98.199 | -- |  |  | 2.218 | 1196.915 | 0.857 | 0.113 | -- |  |  | 583.572 | 640811.787 | 451074.924 | 59213.378 | -- | 6413371.107 | 2798509.164 | 6413371.107 | 2798509.164 |  |  | EIA | EIA | EIA | EIA | n/a | EIA | EIA | 12188.6641 | 0 | 808.768 | 0 | 0 | 0 | 251091.23 | 0 | 0 | 0 | 0 | 0 | 808.768 | 251091.23 | 251091.23 | 251899.998 | 0 | 0 | 0.32107 | 0 | 0 | 0 | 99.6789 | 0 | 0 | 0 | 0 | 0 | 0.32107 | 99.6789 | 99.6789 | 100 | 0
7548 | OK | Markham | 2980 | Grand River Dam Authority | 7490 | Grand River Dam Authority | 7490 | Southwest Power Pool | SWPP | SPP | SPSO | SPP South |  | 40 | 097 | Mayes | 36.2317 | -95.1822 | 0 |  | WAT | HYDRO |  | 0.22378 | 128.4 | [9 empty] | 2323686 | 1191612 | 251699 | 129074 |  |  |  | 0 | 0 | 0 | 0 | -- |  |  |  | 0 | 0 | 0 | 0 | -- |  |  |  |  | -- | [6 empty] | -- |  |  |  | 0 | 0 | 0 | -- | 0 | 0 | 2323686 | 1191612 |  |  |  | EIA | EIA | EIA | n/a | EIA | EIA |  | 0 | 0 | 0 | 0 | 251699 | 0 | 0 | 0 | 0 | 0 | 0 | 0 | 251699 | 0 | 0 | 251699 | 0 | 0 | 0 | 0 | 100 | 0 | 0 | 0 | 0 | 0 | 0 | 0 | 100 | 0 | 0 | 100
8702 | TX | R W Miller | 3628 | Brazos Electric Power Coop Inc | 2172 | Brazos Electric Power Coop Inc | 2172 | Electric Reliability Council of Texas, Inc. | ERCO | TRE | ERCT | ERCOT All | ERCOT | 48 | 363 | Palo Pinto | 32.6581 | -98.3103 | 3 | 3 | NG | GAS |  | 0.04757 | 603.6 | 1 | [6 empty] | 3167578.69 | 2173056.115 | 3167578.69 | 2173056.115 | 251511 | 170962 | 209.958 | 145.845 | 1.157 | 188415.618 | 7236.726 | 732.29 | 188605.109 | -- | 1.67 | 1.706 | 0.009 | 1498.269 | 0.029 | 0.003 | 1499.776 | -- | 0.133 | 0.134 | 0.001 | 118.965 | -- | 1.67 | 1.706 | 0.009 | 1498.269 | 0.029 | 0.003 | -- | 209.958 | 145.845 | 1.157 | 188415.618 | 7236.726 | 732.29 | -- | 3167578.69 | 2173056.115 | 3167578.69 | 2173056.115 | EPA/CAMD | EPA/CAMD | EPA/CAMD | EPA/CAMD | EIA | EIA | n/a | EPA/CAMD | EPA/CAMD | 12594.1952 | 0 | 891.846 | 250619.159 | 0 | 0 | 0 | 0 | 0 | 0 | 0 | 0 | 251511.005 | 0 | 0 | 251511.005 | 0 | 0 | 0.3546 | 99.6454 | 0 | 0 | 0 | 0 | 0 | 0 | 0 | 0 | 100 | 0 | 0 | 100 | 0
9233 | WA | Alder | 3913 | City of Tacoma - (WA) | 18429 | City of Tacoma - (WA) | 18429 | City of Tacoma, Department of Public Utilities, Light Division | TPWR | WECC | NWPP | WECC Northwest |  | 53 | 053 | Pierce | 46.8016 | -122.3102 | 0 |  | WAT | HYDRO |  | 0.57364 | 50 | [9 empty] | 2319587 | 910149 | 251255 | 98586 |  |  |  | 0 | 0 | 0 | 0 | -- |  |  |  | 0 | 0 | 0 | 0 | -- |  |  |  |  | -- | [6 empty] | -- |  |  |  | 0 | 0 | 0 | -- | 0 | 0 | 2319587 | 910149 |  |  |  | EIA | EIA | EIA | n/a | EIA | EIA |  | 0 | 0 | 0 | 0 | 251255 | 0 | 0 | 0 | 0 | 0 | 0 | 0 | 251255 | 0 | 0 | 251255 | 0 | 0 | 0 | 0 | 100 | 0 | 0 | 0 | 0 | 0 | 0 | 0 | 100 | 0 | 0 | 100
9341 | WA | Sagebrush Power Partners | 56858 | Bonneville Power Administration | 1738 | Sagebrush Power Partners, LLC | 56071 | Bonneville Power Administration | BPAT | WECC | NWPP | WECC Northwest |  | 53 | 037 | Kittitas | 47.1356 | -120.6872 | 0 |  | WND | WIND |  | 0.28467 | 100.7 | [9 empty] | 2318329 | 1492398 | 251119 | 161655 |  |  |  | 0 | 0 | 0 | 0 | -- |  |  |  | 0 | 0 | 0 | 0 | -- |  |  |  |  | -- | [6 empty] | -- |  |  |  | 0 | 0 | 0 | -- | 0 | 0 | 2318329 | 1492398 |  |  |  | EIA | EIA | EIA | n/a | EIA | EIA |  | 0 | 0 | 0 | 0 | 0 | 0 | 251119 | 0 | 0 | 0 | 0 | 0 | 251119 | 251119 | 0 | 251119 | 0 | 0 | 0 | 0 | 0 | 0 | 100 | 0 | 0 | 0 | 0 | 0 | 100 | 100 | 0 | 100
763 | CA | Cresta | 231 | Pacific Gas & Electric Co | 14328 | Pacific Gas & Electric Co | 14328 | California Independent System Operator | CISO | WECC | CAMX | WECC California | CAISO | 06 | 007 | Butte | 39.8259 | -121.4097 | 0 |  | WAT | HYDRO |  | 0.38816 | 73.8 | [9 empty] | 2316668 | 1210319 | 250939 | 131100 |  |  |  | 0 | 0 | 0 | 0 | -- |  |  |  | 0 | 0 | 0 | 0 | -- |  |  |  |  | -- | [6 empty] | -- |  |  |  | 0 | 0 | 0 | -- | 0 | 0 | 2316668 | 1210319 |  |  |  | EIA | EIA | EIA | n/a | EIA | EIA |  | 0 | 0 | 0 | 0 | 250939 | 0 | 0 | 0 | 0 | 0 | 0 | 0 | 250939 | 0 | 0 | 250939 | 0 | 0 | 0 | 0 | 100 | 0 | 0 | 0 | 0 | 0 | 0 | 0 | 100 | 0 | 0 | 100
3230 | IL | EcoGrove Wind LLC | 56805 | Commonwealth Edison Co | 4110 | Acciona Wind Energy USA LLC | 55918 | PJM Interconnection, LLC | PJM | RFC | RFCW | RFC West | PJM | 17 | 177 | Stephenson | 42.4515 | -89.8784 | 0 |  | WND | WIND |  | 0.28503 | 100.5 | [9 empty] | 2316640 | 699452 | 250936 | 75764 |  |  |  | 0 | 0 | 0 | 0 | -- |  |  |  | 0 | 0 | 0 | 0 | -- |  |  |  |  | -- | [6 empty] | -- |  |  |  | 0 | 0 | 0 | -- | 0 | 0 | 2316640 | 699452 |  |  |  | EIA | EIA | EIA | n/a | EIA | EIA |  | 0 | 0 | 0 | 0 | 0 | 0 | 250936 | 0 | 0 | 0 | 0 | 0 | 250936 | 250936 | 0 | 250936 | 0 | 0 | 0 | 0 | 0 | 0 | 100 | 0 | 0 | 0 | 0 | 0 | 100 | 100 | 0 | 100
9255 | WA | Cowlitz Falls | 7427 | Bonneville Power Administration | 1738 | PUD No 1 of Lewis County | 10944 | Bonneville Power Administration | BPAT | WECC | NWPP | WECC Northwest |  | 53 | 041 | Lewis | 46.4661 | -122.1097 | 0 |  | WAT | HYDRO |  | 0.40907 | 70 | [9 empty] | 2315773 | 908653 | 250842 | 98424 |  |  |  | 0 | 0 | 0 | 0 | -- |  |  |  | 0 | 0 | 0 | 0 | -- |  |  |  |  | -- | [6 empty] | -- |  |  |  | 0 | 0 | 0 | -- | 0 | 0 | 2315773 | 908653 |  |  |  | EIA | EIA | EIA | n/a | EIA | EIA |  | 0 | 0 | 0 | 0 | 250842 | 0 | 0 | 0 | 0 | 0 | 0 | 0 | 250842 | 0 | 0 | 250842 | 0 | 0 | 0 | 0 | 100 | 0 | 0 | 0 | 0 | 0 | 0 | 0 | 100 | 0 | 0 | 100
1828 | CA | UCLA So Campus Cogen Project | 52073 | Los Angeles Department of Water & Power | 11208 | University of California-LA | 19524 | Los Angeles Department of Water and Power | LDWP | WECC | CAMX | WECC California |  | 06 | 037 | Los Angeles | 34.0692 | -118.4439 | 2 | 2 | NG | GAS |  | 0.66494 | 43 | 0.2251 | Yes | Yes | 2190788.8 | 0.39 | 0.34222 |  | 1350204.247 | 564388.7041 | 1350204.247 | 564388.704 | 250470.49 | 104497 | 129.413 | 54.133 | 3.173 | 74996.121 | 2828.977 | 282.898 | 75069.675 | -- | 1.033 | 1.036 | 0.025 | 598.842 | 0.011 | 0.001 | 599.429 | -- | 0.192 | 0.192 | 0.005 | 111.089 | -- | 1.033 | 1.036 | 0.025 | 598.842 | 0.011 | 0.001 | -- | 383.694 | 160.434 | 10.397 | 231576.194 | 8721.865 | 872.187 | -- | 3945389.66 | 1649182.605 | 3945389.66 | 1649182.605 | EPA/CAMD; EIA | EPA/CAMD; EIA | EIA | EIA | EIA | EIA | n/a | EIA | EIA | 5390.6719 | 0 | 0 | 232615.781 | 0 | 0 | 17854.71 | 0 | 0 | 0 | 0 | 0 | 232615.781 | 17854.71 | 17854.71 | 250470.491 | 0 | 0 | 0 | 92.8715 | 0 | 0 | 7.1285 | 0 | 0 | 0 | 0 | 0 | 92.8715 | 7.1285 | 7.1285 | 100 | 0
1395 | CA | Pinyon Pine II | 57837 | Southern California Edison Co | 17609 | Pinyon Pines Wind II, LLC | 59869 | California Independent System Operator | CISO | WECC | CAMX | WECC California | CAISO | 06 | 029 | Kern | 35.0268 | -118.2233 | 0 |  | WND | WIND |  | 0.21658 | 132 | [9 empty] | 2312045 | 1191011 | 250438 | 129009 |  |  |  | 0 | 0 | 0 | 0 | -- |  |  |  | 0 | 0 | 0 | 0 | -- |  |  |  |  | -- | [6 empty] | -- |  |  |  | 0 | 0 | 0 | -- | 0 | 0 | 2312045 | 1191011 |  |  |  | EIA | EIA | EIA | n/a | EIA | EIA |  | 0 | 0 | 0 | 0 | 0 | 0 | 250438 | 0 | 0 | 0 | 0 | 0 | 250438 | 250438 | 0 | 250438 | 0 | 0 | 0 | 0 | 0 | 0 | 100 | 0 | 0 | 0 | 0 | 0 | 100 | 100 | 0 | 100
4239 | MA | Wheelabrator North Andover | 50877 | Massachusetts Electric Co | 11804 | Wheelabrator Environmental Systems | 20541 | ISO New England Inc. | ISNE | NPCC | NEWE | NPCC New England | ISONE | 25 | 009 | Essex | 42.7262 | -71.1219 | 2 | 2 | MSW | BIOMASS |  | 0.70826 | 40.3 | 0.15291 | Yes | [5 empty] | 4645740.199 | 1934169.457 | 4645740.199 | 1934169.457 | 250034 | 106818 | 766.782 | 324.055 | 53.12 | 227598.197 | 327746.38 | 43016.712 | 237707.125 | -- | 6.133 | 6.067 | 0.425 | 1820.538 | 1.311 | 0.172 | 1901.398 | -- | 0.33 | 0.335 | 0.023 | 97.981 | -- | 6.133 | 6.067 | 0.425 | 1820.538 | 1.311 | 0.172 | -- | 766.782 | 324.055 | 53.12 | 464479.281 | 327746.38 | 43016.712 | -- | 4645740.199 | 1934169.457 | 4645740.199 | 1934169.457 | EIA | EIA | EIA | EIA | EIA | EIA | n/a | EIA | EIA | 18580.4339 | 0 | 0 | 0 | 0 | 0 | 250034 | 0 | 0 | 0 | 0 | 0 | 0 | 250034 | 250034 | 250034 | 0 | 0 | 0 | 0 | 0 | 0 | 100 | 0 | 0 | 0 | 0 | 0 | 0 | 100 | 100 | 100 | 0
8469 | TX | EXC Wind 4 | 56560 | Southwestern Public Service Co | 17718 | Exelon Wind 4, LLC | 55835 | Southwest Power Pool | SWPP | SPP | SPSO | SPP South |  | 48 | 195 | Hansford | 36.4144 | -101.3864 | 0 |  | WND | WIND |  | 0.35736 | 79.8 | [9 empty] | 2306254 | 885145 | 249811 | 95878 |  |  |  | 0 | 0 | 0 | 0 | -- |  |  |  | 0 | 0 | 0 | 0 | -- |  |  |  |  | -- | [6 empty] | -- |  |  |  | 0 | 0 | 0 | -- | 0 | 0 | 2306254 | 885145 |  |  |  | EIA | EIA | EIA | n/a | EIA | EIA |  | 0 | 0 | 0 | 0 | 0 | 0 | 249811 | 0 | 0 | 0 | 0 | 0 | 249811 | 249811 | 0 | 249811 | 0 | 0 | 0 | 0 | 0 | 0 | 100 | 0 | 0 | 0 | 0 | 0 | 100 | 100 | 0 | 100
602 | CA | Brea Expansion Plant | 58007 | Southern California Edison Co | 17609 | Brea Power II | 57384 | California Independent System Operator | CISO | WECC | CAMX | WECC California | CAISO | 06 | 059 | Orange | 33.932 | -117.8402 | 4 | 4 | LFG | BIOMASS |  | 0.76598 | 37.2 | 0.056692 | Yes | [5 empty] | 2346025.32 | 955715.36 | 2346025.32 | 955715.36 | 249613.01 | 102261 | 128.983 | 52.023 | 39.296 | 0 | 0 | 0 | 0 | -- | 1.033 | 1.017 | 0.315 | 0 | 0 | 0 | 0 | -- | 0.11 | 0.109 | 0.034 | 0 | -- | 1.033 | 1.017 | 0.315 | 0 | 0 | 0 | -- | 195.376 | 79.07 | 52.786 | 148972.114 | 5456.862 | 545.686 | -- | 2346025.32 | 955715.36 | 2346025.32 | 955715.36 | EIA | EIA | EIA | EIA | EIA | EIA | n/a | EIA | EIA | 9398.65 | 0 | 0 | 0 | 0 | 0 | 249613.01 | 0 | 0 | 0 | 0 | 0 | 0 | 249613.01 | 249613.01 | 249613.01 | 0 | 0 | 0 | 0 | 0 | 0 | 100 | 0 | 0 | 0 | 0 | 0 | 0 | 100 | 100 | 100 | 0
8549 | TX | International Paper - Orange | 10425 | Entergy Texas Inc. | 55937 | International Paper - Orange | 54745 | Midcontinent Independent Transmission System Operator, Inc.. | MISO | SERC | SRMV | SERC Mississippi Valley | MISO | 48 | 361 | Orange | 30.2178 | -93.7422 | 5 | 5 | BLQ | BIOMASS |  | 0.59322 | 48 | 0.34464 | Yes | Yes | 7609466.4 | 0.112 | 0.12981 |  | 1428511.4014 | 624627.6744 | 1428511.401 | 624627.674 | 249436 | 106317 | 28.284 | 11.203 | 278.907 | 20182.619 | 22946.434 | 6264.695 | 21394.585 | -- | 0.227 | 0.211 | 2.236 | 161.826 | 0.092 | 0.025 | 171.544 | -- | 0.04 | 0.036 | 0.39 | 28.257 | -- | 0.227 | 0.211 | 2.236 | 161.826 | 0.092 | 0.025 | -- | 217.894 | 86.307 | 2148.636 | 1075200.363 | 176774.384 | 48261.862 | -- | 11004944 | 4811997 | 11004944 | 4811997 | EIA | EIA | EIA | EIA | EIA | EIA | n/a | EIA | EIA | 5726.9655 | 0 | 0 | 56229.87 | 0 | 0 | 190831.734 | 0 | 0 | 0 | 2374.401 | 0 | 58604.271 | 190831.734 | 190831.734 | 249436.005 | 0 | 0 | 0 | 22.5428 | 0 | 0 | 76.5053 | 0 | 0 | 0 | 0.95191 | 0 | 23.4947 | 76.5053 | 76.5053 | 100 | 0
3279 | IL | Ingredion Incorporated Argo Plant | 54556 | Commonwealth Edison Co | 4110 | Ingredion Inc - Illinois | 4222 | PJM Interconnection, LLC | PJM | RFC | RFCW | RFC West | PJM | 17 | 031 | Cook | 41.7775 | -87.8233 | 14 |  | BIT | COAL | Yes | 0.52048 | 54.6 | 0.46587 |  | Yes | 4878732.8 | 0.174 | 0.18844 |  | 1657946.4138 | 664964.527 | 1657946.414 | 664964.527 | 248942 | 91017 | 79.818 | 31.818 | 4306.076 | 156891.75 | 33773.551 | 4880.54 | 158002.856 | -- | 0.641 | 0.699 | 34.595 | 1260.468 | 0.136 | 0.02 | 1269.395 | -- | 0.096 | 0.096 | 5.194 | 189.26 | -- | 0.641 | 0.699 | 34.595 | 1260.468 | 0.136 | 0.02 | -- | 423.564 | 168.844 | 22850.592 | 832560.67 | 179222.493 | 25899.04 | -- | 8798046.896 | 3528696.129 | 8798046.896 | 3528696.129 | EPA/CAMD | EPA/CAMD | EIA | EIA | EIA | EIA | n/a | EPA/CAMD | EPA/CAMD | 6659.9708 | 200108.22 | 0 | 48833.776 | 0 | 0 | 0 | 0 | 0 | 0 | 0 | 0 | 248941.996 | 0 | 0 | 248941.996 | 0 | 80.3835 | 0 | 19.6165 | 0 | 0 | 0 | 0 | 0 | 0 | 0 | 0 | 100 | 0 | 0 | 100 | 0
3514 | IN | Meadow Lake Wind Farm II LLC | 57112 | Indiana Michigan Power Co | 9324 | Meadow Lake Wind Farm II LLC | 56420 | PJM Interconnection, LLC | PJM | RFC | RFCW | RFC West | PJM | 18 | 181 | White | 40.6431 | -87.0242 | 0 |  | WND | WIND |  | 0.28685 | 99 | [9 empty] | 2296590 | 581579 | 248764 | 62996 |  |  |  | 0 | 0 | 0 | 0 | -- |  |  |  | 0 | 0 | 0 | 0 | -- |  |  |  |  | -- | [6 empty] | -- |  |  |  | 0 | 0 | 0 | -- | 0 | 0 | 2296590 | 581579 |  |  |  | EIA | EIA | EIA | n/a | EIA | EIA |  | 0 | 0 | 0 | 0 | 0 | 0 | 248764 | 0 | 0 | 0 | 0 | 0 | 248764 | 248764 | 0 | 248764 | 0 | 0 | 0 | 0 | 0 | 0 | 100 | 0 | 0 | 0 | 0 | 0 | 100 | 100 | 0 | 100
8693 | TX | Power Island | 10154 | CenterPoint Energy | 8901 | INEOS USA LLC | 54769 | Electric Reliability Council of Texas, Inc. | ERCO | TRE | ERCT | ERCOT All | ERCOT | 48 | 039 | Brazoria | 29.2293 | -95.1952 | 0 |  | NG | GAS |  | 0.20098 | 141 | 0.99837 |  | Yes | 2980192 | 0.284 | 0.27486 |  | 1307846.1067 | 641950.2394 | 1307846.107 | 641950.239 | 248238 | 121847 | 203.16 | 99.72 | 2.09 | 76436.45 | 2883.309 | 288.331 | 76511.416 | -- | 1.637 | 1.637 | 0.017 | 615.832 | 0.012 | 0.001 | 616.436 | -- | 0.311 | 0.311 | 0.003 | 116.889 | -- | 1.637 | 1.637 | 0.017 | 615.832 | 0.012 | 0.001 | -- | 739.13 | 362.799 | 7.604 | 278087.952 | 10489.938 | 1048.994 | -- | 4758152 | 2335517 | 4758152 | 2335517 | EIA | EIA | EIA | EIA | EIA | EIA | n/a | EIA | EIA | 5268.5169 | 0 | 0 | 248238 | 0 | 0 | 0 | 0 | 0 | 0 | 0 | 0 | 248238 | 0 | 0 | 248238 | 0 | 0 | 0 | 100 | 0 | 0 | 0 | 0 | 0 | 0 | 0 | 0 | 100 | 0 | 0 | 100 | 0
1065 | CA | Ivanpah 3 | 57075 | Southern California Edison Co | 17609 | NRG Energy Services | 57499 | California Independent System Operator | CISO | WECC | CAMX | WECC California | CAISO | 06 | 071 | San Bernardino | 35.5808 | -115.4825 | 1 | 1 | SUN | SOLAR |  | 0.21197 | 133.4 | [7 empty] | 447889.1 | 178026 | 3077429.1 | 1417721 | 247702 | 119968 | 2.465 | 0.98 | 0.125 | 26428.7 | 979.898 | 97.99 | 26454.177 | -- | 0.02 | 0.016 | 0.001 | 213.391 | 0.004 | 0 | 213.597 | -- | 0.011 | 0.011 | 0.001 | 118.014 | -- | 0.447 | 0.367 | 0.023 | 4797.368 | 0.089 | 0.009 | -- | 2.465 | 0.98 | 0.125 | 26428.7 | 979.898 | 97.99 | -- | 447889.1 | 178026 | 3077429.1 | 1417721 | EPA/CAMD | EPA/CAMD | EPA/CAMD | EPA/CAMD; EIA | EIA | EIA | n/a | EPA/CAMD; EIA | EPA/CAMD; EIA | 40650.6716 | 0 | 0 | 11018 | 0 | 0 | 0 | 0 | 236684 | 0 | 0 | 0 | 11018 | 236684 | 236684 | 11018 | 236684 | 0 | 0 | 4.4481 | 0 | 0 | 0 | 0 | 95.5519 | 0 | 0 | 0 | 4.4481 | 95.5519 | 95.5519 | 4.4481 | 95.5519
4148 | MA | Pittsfield Generating | 50002 | Western Massachusetts Electric Company | 20455 | Pittsfield Generating Company, LP | 15114 | ISO New England Inc. | ISNE | NPCC | NEWE | NPCC New England | ISONE | 25 | 003 | Berkshire | 42.4564 | -73.2181 | 0 |  | NG | GAS |  | 0.16083 | 175.5 | 1 |  | Yes | 4957.6 | 170.224 | 0.99561 |  | 2132160.0141 | 1367912.1837 | 2132160.014 | 1367912.184 | 247261 | 157524 | 22.88 | 13.069 | 0.643 | 127166.867 | 5014.907 | 515.912 | 127299.489 | -- | 0.185 | 0.166 | 0.005 | 1028.604 | 0.02 | 0.002 | 1029.677 | -- | 0.021 | 0.019 | 0.001 | 119.285 | -- | 0.185 | 0.166 | 0.005 | 1028.604 | 0.02 | 0.002 | -- | 22.981 | 13.127 | 0.646 | 127727.159 | 5037.002 | 518.185 | -- | 2141554.232 | 1373939.154 | 2141554.232 | 1373939.154 | EPA/CAMD | EPA/CAMD | EIA | EPA/CAMD | EIA | EIA | n/a | EPA/CAMD | EPA/CAMD | 8623.1149 | 0 | 2428.753 | 244832.248 | 0 | 0 | 0 | 0 | 0 | 0 | 0 | 0 | 247261.001 | 0 | 0 | 247261.001 | 0 | 0 | 0.98226 | 99.0177 | 0 | 0 | 0 | 0 | 0 | 0 | 0 | 0 | 100 | 0 | 0 | 100 | 0
3423 | IN | Benton County Wind Farm | 56679 | Northern Indiana Pub Serv Co | 13756 | Orion Energy Group LLC | 55931 | Midcontinent Independent Transmission System Operator, Inc.. | MISO | RFC | RFCW | RFC West | MISO | 18 | 007 | Benton | 40.695 | -87.4886 | 0 |  | WND | WIND |  | 0.21617 | 130.5 | [9 empty] | 2281458 | 725451 | 247125 | 78580 |  |  |  | 0 | 0 | 0 | 0 | -- |  |  |  | 0 | 0 | 0 | 0 | -- |  |  |  |  | -- | [6 empty] | -- |  |  |  | 0 | 0 | 0 | -- | 0 | 0 | 2281458 | 725451 |  |  |  | EIA | EIA | EIA | n/a | EIA | EIA |  | 0 | 0 | 0 | 0 | 0 | 0 | 247125 | 0 | 0 | 0 | 0 | 0 | 247125 | 247125 | 0 | 247125 | 0 | 0 | 0 | 0 | 0 | 0 | 100 | 0 | 0 | 0 | 0 | 0 | 100 | 100 | 0 | 100
2855 | IA | Hancock County Wind Energy Center | 56010 | Interstate Power and Light Co | 9417 | FPL Energy Hancock County Wind, LLC | 6850 | Midcontinent Independent Transmission System Operator, Inc.. | MISO | MRO | MROW | MRO West | MISO | 19 | 081 | Hancock | 43.0528 | -93.63 | 0 |  | WND | WIND |  | 0.28697 | 98 | [9 empty] | 2274340 | 658916 | 246354 | 71373 |  |  |  | 0 | 0 | 0 | 0 | -- |  |  |  | 0 | 0 | 0 | 0 | -- |  |  |  |  | -- | [6 empty] | -- |  |  |  | 0 | 0 | 0 | -- | 0 | 0 | 2274340 | 658916 |  |  |  | EIA | EIA | EIA | n/a | EIA | EIA |  | 0 | 0 | 0 | 0 | 0 | 0 | 246354 | 0 | 0 | 0 | 0 | 0 | 246354 | 246354 | 0 | 246354 | 0 | 0 | 0 | 0 | 0 | 0 | 100 | 0 | 0 | 0 | 0 | 0 | 100 | 100 | 0 | 100
831 | CA | Drum 2 | 236 | Pacific Gas & Electric Co | 14328 | Pacific Gas & Electric Co | 14328 | California Independent System Operator | CISO | WECC | CAMX | WECC California | CAISO | 06 | 061 | Placer | 39.2574 | -120.767 | 0 |  | WAT | HYDRO |  | 0.52939 | 53.1 | [9 empty] | 2273379 | 1187703 | 246250 | 128651 |  |  |  | 0 | 0 | 0 | 0 | -- |  |  |  | 0 | 0 | 0 | 0 | -- |  |  |  |  | -- | [6 empty] | -- |  |  |  | 0 | 0 | 0 | -- | 0 | 0 | 2273379 | 1187703 |  |  |  | EIA | EIA | EIA | n/a | EIA | EIA |  | 0 | 0 | 0 | 0 | 246250 | 0 | 0 | 0 | 0 | 0 | 0 | 0 | 246250 | 0 | 0 | 246250 | 0 | 0 | 0 | 0 | 100 | 0 | 0 | 0 | 0 | 0 | 0 | 0 | 100 | 0 | 0 | 100
3956 | MA | Cabot | 1629 | Western Massachusetts Electric Company | 20455 | FirstLight Power Resources, Inc. - MA | 58185 | ISO New England Inc. | ISNE | NPCC | NEWE | NPCC New England | ISONE | 25 | 011 | Franklin | 42.5875 | -72.5793 | 0 |  | WAT | HYDRO |  | 0.45436 | 61.8 | [9 empty] | 2270869.002 | 450633 | 245977.998 | 48811.998 |  |  |  | 0 | 0 | 0 | 0 | -- |  |  |  | 0 | 0 | 0 | 0 | -- |  |  |  |  | -- | [6 empty] | -- |  |  |  | 0 | 0 | 0 | -- | 0 | 0 | 2270869.002 | 450633 |  |  |  | EIA | EIA | EIA | n/a | EIA | EIA |  | 0 | 0 | 0 | 0 | 245978 | 0 | 0 | 0 | 0 | 0 | 0 | 0 | 245978 | 0 | 0 | 245978 | 0 | 0 | 0 | 0 | 100 | 0 | 0 | 0 | 0 | 0 | 0 | 0 | 100 | 0 | 0 | 100
9275 | WA | Fredonia Generating Station | 607 | Puget Sound Energy Inc | 15500 | Puget Sound Energy Inc | 15500 | Puget Sound Energy | PSEI | WECC | NWPP | WECC Northwest |  | 53 | 057 | Skagit | 48.4558 | -122.4358 | 0 |  | NG | GAS |  | 0.07463 | 376 | 1 | [6 empty] | 1427167.914 | 1018140.513 | 1427167.914 | 1018140.513 | 245804 | 176601 | 12.489 | 8.658 | 1.202 | 84871.006 | 6566.328 | 664.732 | 85042.986 | -- | 0.102 | 0.098 | 0.01 | 690.558 | 0.027 | 0.003 | 691.958 | -- | 0.018 | 0.017 | 0.002 | 118.936 | -- | 0.102 | 0.098 | 0.01 | 690.558 | 0.027 | 0.003 | -- | 12.489 | 8.658 | 1.202 | 84871.006 | 6566.328 | 664.732 | -- | 1427167.914 | 1018140.513 | 1427167.914 | 1018140.513 | EPA/CAMD | EPA/CAMD | EPA/CAMD | EPA/CAMD | EIA | EIA | n/a | EPA/CAMD | EPA/CAMD | 5806.1216 | 0 | 998.791 | 244805.21 | 0 | 0 | 0 | 0 | 0 | 0 | 0 | 0 | 245804.001 | 0 | 0 | 245804.001 | 0 | 0 | 0.40634 | 99.5937 | 0 | 0 | 0 | 0 | 0 | 0 | 0 | 0 | 100 | 0 | 0 | 100 | 0
9318 | WA | Nine Canyon | 7936 | PUD No 1 of Benton County | 1579 | Energy Northwest | 20160 | Bonneville Power Administration | BPAT | WECC | NWPP | WECC Northwest |  | 53 | 005 | Benton | 46.0958 | -119.0964 | 0 |  | WND | WIND |  | 0.29254 | 95.9 | [9 empty] | 2268846 | 809027 | 245759 | 87633 |  |  |  | 0 | 0 | 0 | 0 | -- |  |  |  | 0 | 0 | 0 | 0 | -- |  |  |  |  | -- | [6 empty] | -- |  |  |  | 0 | 0 | 0 | -- | 0 | 0 | 2268846 | 809027 |  |  |  | EIA | EIA | EIA | n/a | EIA | EIA |  | 0 | 0 | 0 | 0 | 0 | 0 | 245759 | 0 | 0 | 0 | 0 | 0 | 245759 | 245759 | 0 | 245759 | 0 | 0 | 0 | 0 | 0 | 0 | 100 | 0 | 0 | 0 | 0 | 0 | 100 | 100 | 0 | 100
3872 | LA | PPG Riverside | 50488 | Entergy Gulf States - LA LLC | 55936 | Eagle 2 US LLC | 14306 | Midcontinent Independent Transmission System Operator, Inc.. | MISO | SERC | SRMV | SERC Mississippi Valley | MISO | 22 | 019 | Calcasieu | 30.2217 | -93.2807 | 0 |  | PUR | OTHF |  | 0.17291 | 162 |  |  | Yes | 0 |  | 1 |  | 2265384 | 1045339 | 2265384 | 1045339 | 245384 | 113230.001 |  |  |  | 0 | 0 | 0 | 0 | -- |  |  |  | 0 | 0 | 0 | 0 | -- |  |  |  | 0 | -- |  |  |  | 0 | 0 | 0 | -- |  |  |  | 0 | 0 | 0 | -- | 2265384 | 1045339 | 2265384 | 1045339 |  |  |  | EIA | EIA | EIA | n/a | EIA | EIA |  | 0 | 0 | 0 | 0 | 0 | 0 | 0 | 0 | 0 | 0 | 245384 | 245384 | 0 | 0 | 245384 | 0 | 0 | 0 | 0 | 0 | 0 | 0 | 0 | 0 | 0 | 0 | 100 | 100 | 0 | 0 | 100 | 0
1292 | CA | New-Indy Ontario Mill | 10427 | Southern California Edison Co | 17609 | New-Indy Ontario LLC | 22091 | California Independent System Operator | CISO | WECC | CAMX | WECC California | CAISO | 06 | 071 | San Bernardino | 34.0454 | -117.5402 | 0 |  | NG | GAS |  | 0.82255 | 34 | 0 |  | Yes | 1692836 | 0.494 | 0.39707 |  | 1407752.3117 | 660445.3444 | 1407752.312 | 660445.344 | 244988 | 114936 | 217.204 | 101.901 | 2.249 | 82275.421 | 3103.565 | 310.357 | 82356.114 | -- | 1.773 | 1.773 | 0.018 | 671.669 | 0.013 | 0.001 | 672.328 | -- | 0.309 | 0.309 | 0.003 | 116.889 | -- | 1.773 | 1.773 | 0.018 | 671.669 | 0.013 | 0.001 | -- | 547.013 | 256.63 | 5.665 | 207204.967 | 7816.114 | 781.611 | -- | 3545327 | 1663286 | 3545327 | 1663286 | EIA | EIA | EIA | EIA | EIA | EIA | n/a | EIA | EIA | 5746.2092 | 0 | 0 | 244988 | 0 | 0 | 0 | 0 | 0 | 0 | 0 | 0 | 244988 | 0 | 0 | 244988 | 0 | 0 | 0 | 100 | 0 | 0 | 0 | 0 | 0 | 0 | 0 | 0 | 100 | 0 | 0 | 100 | 0
5663 | NC | Hiwassee Dam | 2780 | Tennessee Valley Authority | 18642 | Tennessee Valley Authority | 18642 | Tennessee Valley Authority | TVA | SERC | SRTV | SERC Tennessee Valley |  | 37 | 039 | Cherokee | 35.1509 | -84.1775 | 0 |  | WAT | HYDRO |  | 0.16863 | 165.6 | [6 empty] | Yes |  |  | 2258396 | 577682 | 244627 | 62574 |  |  |  | 0 | 0 | 0 | 0 | -- |  |  |  | 0 | 0 | 0 | 0 | -- |  |  |  |  | -- | [6 empty] | -- |  |  |  | 0 | 0 | 0 | -- | 0 | 0 | 2258396 | 577682 |  |  |  | EIA | EIA | EIA | n/a | EIA | EIA |  | 0 | 0 | 0 | 0 | 244627 | 0 | 0 | 0 | 0 | 0 | 0 | 0 | 244627 | 0 | 0 | 244627 | 0 | 0 | 0 | 0 | 100 | 0 | 0 | 0 | 0 | 0 | 0 | 0 | 100 | 0 | 0 | 100
1508 | CA | Rising Tree Wind Farm | 57621 | Southern California Edison Co | 17609 | Rising Tree Wind Farm LLC | 56937 | California Independent System Operator | CISO | WECC | CAMX | WECC California | CAISO | 06 | 029 | Kern | 35.0775 | -118.2183 | 0 |  | WND | WIND |  | 0.35095 | 79.2 | [9 empty] | 2247891 | 1285196 | 243489 | 139211 |  |  |  | 0 | 0 | 0 | 0 | -- |  |  |  | 0 | 0 | 0 | 0 | -- |  |  |  |  | -- | [6 empty] | -- |  |  |  | 0 | 0 | 0 | -- | 0 | 0 | 2247891 | 1285196 |  |  |  | EIA | EIA | EIA | n/a | EIA | EIA |  | 0 | 0 | 0 | 0 | 0 | 0 | 243489 | 0 | 0 | 0 | 0 | 0 | 243489 | 243489 | 0 | 243489 | 0 | 0 | 0 | 0 | 0 | 0 | 100 | 0 | 0 | 0 | 0 | 0 | 100 | 100 | 0 | 100
3016 | ID | American Falls | 809 | Idaho Power Co | 9191 | Idaho Power Co | 9191 | Idaho Power Company | IPCO | WECC | NWPP | WECC Northwest |  | 16 | 077 | Power | 42.7778 | -112.8764 | 0 |  | WAT | HYDRO |  | 0.30068 | 92.4 | [9 empty] | 2246876.001 | 1094904.999 | 243378.999 | 118599 |  |  |  | 0 | 0 | 0 | 0 | -- |  |  |  | 0 | 0 | 0 | 0 | -- |  |  |  |  | -- | [6 empty] | -- |  |  |  | 0 | 0 | 0 | -- | 0 | 0 | 2246876.001 | 1094904.999 |  |  |  | EIA | EIA | EIA | n/a | EIA | EIA |  | 0 | 0 | 0 | 0 | 243379 | 0 | 0 | 0 | 0 | 0 | 0 | 0 | 243379 | 0 | 0 | 243379 | 0 | 0 | 0 | 0 | 100 | 0 | 0 | 0 | 0 | 0 | 0 | 0 | 100 | 0 | 0 | 100
9053 | VA | International Paper-Franklin Mill | 52152 | Virginia Electric & Power Co | 19876 | International Paper | 9348 | PJM Interconnection, LLC | PJM | SERC | SRVC | SERC Virginia/Carolina | PJM | 51 | 093 | Isle of Wight | 36.6803 | -76.9128 | 37 | 7 | BLQ | BIOMASS |  | 0.19 | 146.1 | 1 | Yes | Yes | 4108703.2 | 0.202 | 0.21218 |  | 1427675.6893 | 578973.435 | 1427675.689 | 578973.435 | 243173 | 97417 | 79.039 | 30.745 | 366.253 | 16378.232 | 9058.388 | 5883.638 | 17385.309 | -- | 0.65 | 0.631 | 3.012 | 134.704 | 0.037 | 0.024 | 142.987 | -- | 0.111 | 0.106 | 0.513 | 22.944 | -- | 0.65 | 0.631 | 3.012 | 134.704 | 0.037 | 0.024 | -- | 372.505 | 144.897 | 1726.116 | 734756.133 | 42691.364 | 27729.055 | -- | 6728506.674 | 2728649.546 | 6728506.674 | 2728649.546 | EPA/CAMD; EIA | EPA/CAMD; EIA | EIA | EIA | EIA | EIA | n/a | EPA/CAMD; EIA | EPA/CAMD; EIA | 5871.0287 | 0 | 0 | 24105.654 | 0 | 0 | 219067.35 | 0 | 0 | 0 | 0 | 0 | 24105.654 | 219067.35 | 219067.35 | 243173.004 | 0 | 0 | 0 | 9.913 | 0 | 0 | 90.087 | 0 | 0 | 0 | 0 | 0 | 9.913 | 90.087 | 90.087 | 100 | 0
8675 | TX | Pearsall | 3630 | South Texas Electric Coop, Inc | 17583 | South Texas Electric Coop, Inc | 17583 | Electric Reliability Council of Texas, Inc. | ERCO | TRE | ERCT | ERCOT All | ERCOT | 48 | 163 | Frio | 28.9275 | -99.0919 | 3 | 3 | NG | GAS |  | 0.10371 | 267.6 | 1 | [6 empty] | 2325356.499 | 1274032.128 | 2325356.499 | 1274032.128 | 243114.992 | 134421 | 2965.902 | 1591.926 | 3.714 | 135904.355 | 5126.539 | 512.654 | 136037.645 | -- | 24.399 | 23.686 | 0.031 | 1118.025 | 0.021 | 0.002 | 1119.122 | -- | 2.551 | 2.499 | 0.003 | 116.889 | -- | 24.399 | 23.686 | 0.031 | 1118.025 | 0.021 | 0.002 | -- | 2965.902 | 1591.926 | 3.714 | 135904.355 | 5126.539 | 512.654 | -- | 2325356.499 | 1274032.128 | 2325356.499 | 1274032.128 | EIA | EIA | EIA | EIA | EIA | EIA | n/a | EPA/CAMD; EIA | EPA/CAMD; EIA | 9564.8417 | 0 | 0 | 243115 | 0 | 0 | 0 | 0 | 0 | 0 | 0 | 0 | 243115 | 0 | 0 | 243115 | 0 | 0 | 0 | 100 | 0 | 0 | 0 | 0 | 0 | 0 | 0 | 0 | 100 | 0 | 0 | 100 | 0
4677 | MI | Sigel Wind Park | 57851 | ITC Transmission | 56068 | DTE Electric Company | 5109 | Midcontinent Independent Transmission System Operator, Inc.. | MISO | RFC | RFCM | RFC Michigan | MISO | 26 | 063 | Huron | 43.8508 | -82.7836 | 0 |  | WND | WIND |  | 0.4335 | 64 | [9 empty] | 2243736 | 689372 | 243039 | 74672 |  |  |  | 0 | 0 | 0 | 0 | -- |  |  |  | 0 | 0 | 0 | 0 | -- |  |  |  |  | -- | [6 empty] | -- |  |  |  | 0 | 0 | 0 | -- | 0 | 0 | 2243736 | 689372 |  |  |  | EIA | EIA | EIA | n/a | EIA | EIA |  | 0 | 0 | 0 | 0 | 0 | 0 | 243039 | 0 | 0 | 0 | 0 | 0 | 243039 | 243039 | 0 | 243039 | 0 | 0 | 0 | 0 | 0 | 0 | 100 | 0 | 0 | 0 | 0 | 0 | 100 | 100 | 0 | 100
4442 | ME | ReEnergy Fort Fairfield | 7513 | Emera Maine | 1179 | ReEnergy Fort Fairfield LLC | 1984 | New Brunswick System Operator | NBSO | NPCC | NEWE | NPCC New England |  | 23 | 003 | Aroostook | 46.7728 | -67.8485 | 1 | 1 | WDS | BIOMASS |  | 0.73901 | 37.5 | 0.10164 | Yes | [5 empty] | 3441581.2 | 1366617.9 | 3441581.2 | 1366617.9 | 242766 | 99379 | 120.455 | 47.832 | 43.02 | 0.02 | 242796.593 | 31867.053 | 7488.778 | -- | 0.992 | 0.963 | 0.354 | 0 | 1 | 0.131 | 61.695 | -- | 0.07 | 0.07 | 0.025 | 0 | -- | 0.992 | 0.963 | 0.354 | 0 | 1 | 0.131 | -- | 120.455 | 47.832 | 43.02 | 355848.384 | 242796.593 | 31867.053 | -- | 3441581.2 | 1366617.9 | 3441581.2 | 1366617.9 | EIA | EIA | EIA | EIA | EIA | EIA | n/a | EIA | EIA | 14176.5371 | 0 | 0 | 0 | 0 | 0 | 242766 | 0 | 0 | 0 | 0 | 0 | 0 | 242766 | 242766 | 242766 | 0 | 0 | 0 | 0 | 0 | 0 | 100 | 0 | 0 | 0 | 0 | 0 | 0 | 100 | 100 | 100 | 0
1709 | CA | Sonoma California Geothermal | 510 | Pacific Gas & Electric Co | 14328 | Geysers Power Co LLC | 7160 | California Independent System Operator | CISO | WECC | CAMX | WECC California | CAISO | 06 | 033 | Lake | 38.7903 | -122.7559 | 0 |  | GEO | GEOTHERMAL |  | 0.35488 | 78 | [9 empty] | 2238595 | 1167941 | 242482 | 126510 | 0.341 | 0.178 | 0.071 | 29130.603 | 0 | 0 | 29130.603 | -- | 0.003 | 0.003 | 0.001 | 240.27 | 0 | 0 | 240.27 | -- |  |  |  |  | -- | [6 empty] | -- | 0.341 | 0.178 | 0.071 | 29130.603 | 0 | 0 | -- | 0 | 0 | 2238595 | 1167941 | EIA | EIA | EIA | EIA | EIA | EIA | n/a | EIA | EIA |  | 0 | 0 | 0 | 0 | 0 | 0 | 0 | 0 | 242482 | 0 | 0 | 0 | 242482 | 242482 | 0 | 242482 | 0 | 0 | 0 | 0 | 0 | 0 | 0 | 0 | 100 | 0 | 0 | 0 | 100 | 100 | 0 | 100
7860 | PA | Fairless Hills Generating Station | 7701 | PECO Energy Co | 14940 | Exelon Power | 6035 | PJM Interconnection, LLC | PJM | RFC | RFCE | RFC East | PJM | 42 | 017 | Bucks | 40.1405 | -74.7506 | 6 |  | LFG | BIOMASS |  | 0.46088 | 60 | 0.5652 | Yes | Yes | 0 |  | 1 |  | 3738358.284 | 1523828.006 | 3738358.284 | 1523828.006 | 242238 | 99189 | 21.835 | 7.028 | 59.556 | 10507.138 | 181.414 | 18.141 | 10511.855 | -- | 0.18 | 0.142 | 0.492 | 86.751 | 0.001 | 0 | 86.789 | -- | 0.012 | 0.009 | 0.032 | 5.621 | -- | 0.18 | 0.142 | 0.492 | 86.751 | 0.001 | 0 | -- | 122.948 | 45.538 | 80.1 | 237384.966 | 8491.966 | 849.197 | -- | 3738358.284 | 1523828.006 | 3738358.284 | 1523828.006 | EPA/CAMD | EPA/CAMD | EPA/CAMD | EIA | EIA | EIA | n/a | EPA/CAMD | EPA/CAMD | 15432.5837 | 0 | 0 | 5355.855 | 0 | 0 | 236882.15 | 0 | 0 | 0 | 0 | 0 | 5355.855 | 236882.15 | 236882.15 | 242238.005 | 0 | 0 | 0 | 2.211 | 0 | 0 | 97.789 | 0 | 0 | 0 | 0 | 0 | 2.211 | 97.789 | 97.789 | 100 | 0
8856 | TX | Windthorst-2 | 59238 | Brazos Electric Power Coop Inc | 2172 | EDF Renewable Asset Holdings, Inc. | 57170 | Electric Reliability Council of Texas, Inc. | ERCO | TRE | ERCT | ERCOT All | ERCOT | 48 | 009 | Archer | 33.4953 | -98.5 | 0 |  | WND | WIND |  | 0.40869 | 67.6 | [9 empty] | 2234273 | 804846 | 242014 | 87180 |  |  |  | 0 | 0 | 0 | 0 | -- |  |  |  | 0 | 0 | 0 | 0 | -- |  |  |  |  | -- | [6 empty] | -- |  |  |  | 0 | 0 | 0 | -- | 0 | 0 | 2234273 | 804846 |  |  |  | EIA | EIA | EIA | n/a | EIA | EIA |  | 0 | 0 | 0 | 0 | 0 | 0 | 242014 | 0 | 0 | 0 | 0 | 0 | 242014 | 242014 | 0 | 242014 | 0 | 0 | 0 | 0 | 0 | 0 | 100 | 0 | 0 | 0 | 0 | 0 | 100 | 100 | 0 | 100
2318 | FL | Clewiston Sugar House | 50482 | City of Clewiston | 3774 | United States Sugar Corp | 19365 | Progress Energy Florida | FPC | FRCC | FRCC | FRCC All |  | 12 | 051 | Hendry | 26.7351 | -80.9377 | 42 | 35 | AB | BIOMASS |  | 0.30587 | 90.2 | 0.82356 | Yes | Yes | 12197390.4 | 0.068 | 0.08271 |  | 1400074.1421 | 276236.6957 | 1400074.142 | 276236.696 | 241680 | 59417 | 37.639 | 9.395 | 18.382 | 578.204 | 98319.73 | 12907.684 | 3611.252 | -- | 0.311 | 0.316 | 0.152 | 4.785 | 0.407 | 0.053 | 29.885 | -- | 0.054 | 0.068 | 0.026 | 0.826 | -- | 0.311 | 0.316 | 0.152 | 4.785 | 0.407 | 0.053 | -- | 455.077 | 113.588 | 222.246 | 2200830.434 | 1188734.848 | 156060.373 | -- | 16927598.6 | 3339840.2 | 16927598.6 | 3339840.2 | EIA | EIA | EIA | EIA | EIA | EIA | n/a | EIA | EIA | 5793.0905 | 0 | 1286.725 | 0 | 0 | 0 | 240393.28 | 0 | 0 | 0 | 0 | 0 | 1286.725 | 240393.28 | 240393.28 | 241680.005 | 0 | 0 | 0.53241 | 0 | 0 | 0 | 99.4676 | 0 | 0 | 0 | 0 | 0 | 0.53241 | 99.4676 | 99.4676 | 100 | 0
8403 | TX | Central Utility Plant - Texas A&M | 58151 | City of Bryan - (TX) | 2442 | Texas A&M, Utilities & Energy Services | 58113 | Electric Reliability Council of Texas, Inc. | ERCO | TRE | ERCT | ERCOT All | ERCOT | 48 | 041 | Brazos | 30.6178 | -96.3433 | 4 | 4 | NG | GAS |  | 0.5504 | 50.1 | 0.41599 |  | Yes | 858148 | 0.961 | 0.56159 |  | 1347995.1436 | 628799.3455 | 1347995.144 | 628799.346 | 241559.1 | 114173 | 193.282 | 91.984 | 2.976 | 78924.681 | 2998.74 | 303.911 | 79003.274 | -- | 1.6 | 1.611 | 0.025 | 653.461 | 0.012 | 0.001 | 654.111 | -- | 0.287 | 0.293 | 0.004 | 117.099 | -- | 1.6 | 1.611 | 0.025 | 653.461 | 0.012 | 0.001 | -- | 344.171 | 163.792 | 5.3 | 140538.284 | 5339.746 | 541.164 | -- | 2400325.49 | 1119679.922 | 2400325.49 | 1119679.922 | EPA/CAMD; EIA | EPA/CAMD; EIA | EIA | EIA | EIA | EIA | n/a | EIA | EIA | 5580.3948 | 0 | 167.486 | 241391.614 | 0 | 0 | 0 | 0 | 0 | 0 | 0 | 0 | 241559.1 | 0 | 0 | 241559.1 | 0 | 0 | 0.069335 | 99.9307 | 0 | 0 | 0 | 0 | 0 | 0 | 0 | 0 | 100 | 0 | 0 | 100 | 0
7903 | PA | Kimberly-Clark Tissue Company | 50410 | PECO Energy Co | 14940 | Kimberly-Clark Corp | 10273 | PJM Interconnection, LLC | PJM | RFC | RFCE | RFC East | PJM | 42 | 045 | Delaware | 39.8437 | -75.3588 | 1 |  | WC | COAL | Yes | 0.41084 | 67 | 0.64859 |  | Yes | 2918559.2 | 0.282 | 0.27324 |  | 1323825.8296 | 582942.9869 | 1323825.83 | 582942.987 | 241132 | 110396 | 47.735 | 29.27 | 1174.063 | 138700.701 | 5023.686 | 2669.944 | 139167.291 | -- | 0.396 | 0.53 | 9.738 | 1150.413 | 0.021 | 0.011 | 1154.283 | -- | 0.072 | 0.1 | 1.774 | 209.545 | -- | 0.396 | 0.53 | 9.738 | 1150.413 | 0.021 | 0.011 | -- | 174.698 | 107.12 | 4296.76 | 507608.036 | 18385.369 | 9771.293 | -- | 4844853.875 | 2133417.8 | 4844853.875 | 2133417.8 | EPA/CAMD | EPA/CAMD | EIA | EIA | EIA | EIA | n/a | EPA/CAMD | EPA/CAMD | 5490.0462 | 108463.88 | 89162.35 | 43505.772 | 0 | 0 | 0 | 0 | 0 | 0 | 0 | 0 | 241132.002 | 0 | 0 | 241132.002 | 0 | 44.9811 | 36.9766 | 18.0423 | 0 | 0 | 0 | 0 | 0 | 0 | 0 | 0 | 100 | 0 | 0 | 100 | 0
4099 | MA | Medical Area Total Energy Plant | 10883 | NSTAR Electric Company | 54913 | Medical Area Total Egy Plt Inc | 12258 | ISO New England Inc. | ISNE | NPCC | NEWE | NPCC New England | ISONE | 25 | 025 | Suffolk | 42.3368 | -71.1081 | 14 | 14 | NG | GAS |  | 0.27086 | 101.6 | 0.8819 |  | Yes | 2389085.6 | 0.344 | 0.31469 |  | 1302739.4119 | 472056.2735 | 1302739.412 | 472056.273 | 241071.662 | 101798 | 177.031 | 65.02 | 5.735 | 76729.379 | 2984.406 | 315.294 | 76809.586 | -- | 1.469 | 1.277 | 0.048 | 636.569 | 0.012 | 0.001 | 637.234 | -- | 0.272 | 0.275 | 0.009 | 117.797 | -- | 1.469 | 1.277 | 0.048 | 636.569 | 0.012 | 0.001 | -- | 562.562 | 206.617 | 18.226 | 243827.747 | 9483.732 | 1001.928 | -- | 4139796.506 | 1500082.744 | 4139796.506 | 1500082.744 | EPA/CAMD; EIA | EPA/CAMD; EIA | EIA | EIA | EIA | EIA | n/a | EPA/CAMD; EIA | EPA/CAMD; EIA | 5403.9512 | 0 | 7704.935 | 233366.71 | 0 | 0 | 0 | 0 | 0 | 0 | 0 | 0 | 241071.645 | 0 | 0 | 241071.645 | 0 | 0 | 3.1961 | 96.8039 | 0 | 0 | 0 | 0 | 0 | 0 | 0 | 0 | 100 | 0 | 0 | 100 | 0
1096 | CA | Kern River Eastridge Cogen | 52107 | Pacific Gas & Electric Co | 14328 | Chevron USA Inc | 54713 | California Independent System Operator | CISO | WECC | CAMX | WECC California | CAISO | 06 | 029 | Kern | 35.4406 | -118.9617 | 0 |  | NG | GAS |  | 0.56363 | 48.8 | 0.39396 |  | Yes | 1481750.4 | 0.555 | 0.42528 |  | 1201212.1592 | 563546.7565 | 1201212.159 | 563546.756 | 240943 | 113038 | 184.802 | 86.7 | 1.92 | 70204.279 | 2648.222 | 264.822 | 70273.132 | -- | 1.534 | 1.534 | 0.016 | 582.746 | 0.011 | 0.001 | 583.317 | -- | 0.308 | 0.308 | 0.003 | 116.889 | -- | 1.534 | 1.534 | 0.016 | 582.746 | 0.011 | 0.001 | -- | 434.544 | 203.866 | 4.514 | 165078.734 | 6227.043 | 622.704 | -- | 2824537 | 1325127 | 2824537 | 1325127 | EIA | EIA | EIA | EIA | EIA | EIA | n/a | EIA | EIA | 4985.462 | 0 | 0 | 240943 | 0 | 0 | 0 | 0 | 0 | 0 | 0 | 0 | 240943 | 0 | 0 | 240943 | 0 | 0 | 0 | 100 | 0 | 0 | 0 | 0 | 0 | 0 | 0 | 0 | 100 | 0 | 0 | 100 | 0
8637 | TX | Noble Great Plains Windpark LLC | 56905 | Southwestern Public Service Co | 17718 | Noble Wind Operations LLC | 55868 | Southwest Power Pool | SWPP | SPP | SPSO | SPP South |  | 48 | 195 | Hansford | 36.4964 | -101.3917 | 0 |  | WND | WIND |  | 0.24118 | 114 | [9 empty] | 2223545 | 958410 | 240852 | 103814 |  |  |  | 0 | 0 | 0 | 0 | -- |  |  |  | 0 | 0 | 0 | 0 | -- |  |  |  |  | -- | [6 empty] | -- |  |  |  | 0 | 0 | 0 | -- | 0 | 0 | 2223545 | 958410 |  |  |  | EIA | EIA | EIA | n/a | EIA | EIA |  | 0 | 0 | 0 | 0 | 0 | 0 | 240852 | 0 | 0 | 0 | 0 | 0 | 240852 | 240852 | 0 | 240852 | 0 | 0 | 0 | 0 | 0 | 0 | 100 | 0 | 0 | 0 | 0 | 0 | 100 | 100 | 0 | 100
3644 | KS | Gray County Wind Energy | 55734 | Victory Electric Coop Assn Inc | 19820 | Gray County Wind Energy LLC | 7531 | Southwest Power Pool | SWPP | SPP | SPNO | SPP North |  | 20 | 069 | Gray | 37.6133 | -100.3782 | 0 |  | WND | WIND |  | 0.24528 | 112 | [9 empty] | 2221708 | 806673 | 240653 | 87378 |  |  |  | 0 | 0 | 0 | 0 | -- |  |  |  | 0 | 0 | 0 | 0 | -- |  |  |  |  | -- | [6 empty] | -- |  |  |  | 0 | 0 | 0 | -- | 0 | 0 | 2221708 | 806673 |  |  |  | EIA | EIA | EIA | n/a | EIA | EIA |  | 0 | 0 | 0 | 0 | 0 | 0 | 240653 | 0 | 0 | 0 | 0 | 0 | 240653 | 240653 | 0 | 240653 | 0 | 0 | 0 | 0 | 0 | 0 | 100 | 0 | 0 | 0 | 0 | 0 | 100 | 100 | 0 | 100
7742 | OR | Prospect 2 | 3033 | PacifiCorp | 14354 | PacifiCorp | 14354 | PacifiCorp - West | PACW | WECC | NWPP | WECC Northwest |  | 41 | 029 | Jackson | 42.7312 | -122.514 | 0 |  | WAT | HYDRO |  | 0.85578 | 32 | [9 empty] | 2214683 | 716311 | 239892 | 77590 |  |  |  | 0 | 0 | 0 | 0 | -- |  |  |  | 0 | 0 | 0 | 0 | -- |  |  |  |  | -- | [6 empty] | -- |  |  |  | 0 | 0 | 0 | -- | 0 | 0 | 2214683 | 716311 |  |  |  | EIA | EIA | EIA | n/a | EIA | EIA |  | 0 | 0 | 0 | 0 | 239892 | 0 | 0 | 0 | 0 | 0 | 0 | 0 | 239892 | 0 | 0 | 239892 | 0 | 0 | 0 | 0 | 100 | 0 | 0 | 0 | 0 | 0 | 0 | 0 | 100 | 0 | 0 | 100
205 | AL | Millers Ferry | 38 | Alabama Power Co | 195 | USCE-Mobile District | 27813 | Southern Company Services, Inc. - Trans | SOCO | SERC | SRSO | SERC South |  | 01 | 131 | Wilcox | 32.1009 | -87.3998 | 0 |  | WAT | HYDRO |  | 0.27039 | 101.1 | [9 empty] | 2210769 | 431841.999 | 239468.001 | 46776.999 |  |  |  | 0 | 0 | 0 | 0 | -- |  |  |  | 0 | 0 | 0 | 0 | -- |  |  |  |  | -- | [6 empty] | -- |  |  |  | 0 | 0 | 0 | -- | 0 | 0 | 2210769 | 431841.999 |  |  |  | EIA | EIA | EIA | n/a | EIA | EIA |  | 0 | 0 | 0 | 0 | 239468 | 0 | 0 | 0 | 0 | 0 | 0 | 0 | 239468 | 0 | 0 | 239468 | 0 | 0 | 0 | 0 | 100 | 0 | 0 | 0 | 0 | 0 | 0 | 0 | 100 | 0 | 0 | 100
7697 | OR | Lost Creek | 6174 | PacifiCorp | 14354 | USACE Northwestern Division | 19400 | PacifiCorp - West | PACW | WECC | NWPP | WECC Northwest |  | 41 | 029 | Jackson | 42.6717 | -122.6772 | 0 |  | WAT | HYDRO |  | 0.55726 | 49 | [9 empty] | 2208296 | 714245 | 239200 | 77366 |  |  |  | 0 | 0 | 0 | 0 | -- |  |  |  | 0 | 0 | 0 | 0 | -- |  |  |  |  | -- | [6 empty] | -- |  |  |  | 0 | 0 | 0 | -- | 0 | 0 | 2208296 | 714245 |  |  |  | EIA | EIA | EIA | n/a | EIA | EIA |  | 0 | 0 | 0 | 0 | 239200 | 0 | 0 | 0 | 0 | 0 | 0 | 0 | 239200 | 0 | 0 | 239200 | 0 | 0 | 0 | 0 | 100 | 0 | 0 | 0 | 0 | 0 | 0 | 0 | 100 | 0 | 0 | 100
8141 | SC | Jefferies | 3319 | South Carolina Public Service Authority | 17543 | South Carolina Public Service Authority | 17543 | South Carolina Public Service Authority | SC | SERC | SRVC | SERC Virginia/Carolina |  | 45 | 015 | Berkeley | 33.2444 | -79.9909 | 4 | 4 | WAT | HYDRO |  | 0.0462 | 590.8 | [9 empty] | 2207373.001 | 911661 | 239100.001 | 98749.999 |  |  |  | 0 | 0 | 0 | 0 | -- |  |  |  | 0 | 0 | 0 | 0 | -- |  |  |  |  | -- | [6 empty] | -- |  |  |  | 0 | 0 | 0 | -- |  |  | 2207373.001 | 911661 |  |  |  | EIA | EIA | EIA | n/a | EIA | EIA |  | 0 | 0 | 0 | 0 | 239100 | 0 | 0 | 0 | 0 | 0 | 0 | 0 | 239100 | 0 | 0 | 239100 | 0 | 0 | 0 | 0 | 100 | 0 | 0 | 0 | 0 | 0 | 0 | 0 | 100 | 0 | 0 | 100
1066 | CA | J S Eastwood | 104 | Southern California Edison Co | 17609 | Southern California Edison Co | 17609 | California Independent System Operator | CISO | WECC | CAMX | WECC California | CAISO | 06 | 019 | Fresno | 37.1479 | -119.2567 | 0 |  | WAT | HYDRO |  | 0.13638 | 199.8 | [6 empty] | Yes |  |  | 0 | 0 | 238699 | 190348 |  |  |  | 0 | 0 | 0 | 0 | -- |  |  |  | 0 | 0 | 0 | 0 | -- |  |  |  |  | -- | [6 empty] | -- |  |  |  | 0 | 0 | 0 | -- | 0 | 0 | 0 | 0 |  |  |  | EIA | EIA | EIA | n/a | EIA | EIA |  | 0 | 0 | 0 | 0 | 238699 | 0 | 0 | 0 | 0 | 0 | 0 | 0 | 238699 | 0 | 0 | 238699 | 0 | 0 | 0 | 0 | 100 | 0 | 0 | 0 | 0 | 0 | 0 | 0 | 100 | 0 | 0 | 100
1391 | CA | Pine Flat | 7907 | Pacific Gas & Electric Co | 14328 | Kings River Conservation Dist | 10325 | California Independent System Operator | CISO | WECC | CAMX | WECC California | CAISO | 06 | 019 | Fresno | 36.8326 | -119.327 | 0 |  | WAT | HYDRO |  | 0.16492 | 165 | [9 empty] | 2200716 | 2115153 | 238379.001 | 229110.999 |  |  |  | 0 | 0 | 0 | 0 | -- |  |  |  | 0 | 0 | 0 | 0 | -- |  |  |  |  | -- | [6 empty] | -- |  |  |  | 0 | 0 | 0 | -- | 0 | 0 | 2200716 | 2115153 |  |  |  | EIA | EIA | EIA | n/a | EIA | EIA |  | 0 | 0 | 0 | 0 | 238379 | 0 | 0 | 0 | 0 | 0 | 0 | 0 | 238379 | 0 | 0 | 238379 | 0 | 0 | 0 | 0 | 100 | 0 | 0 | 0 | 0 | 0 | 0 | 0 | 100 | 0 | 0 | 100
2224 | CT | Plainfield Renewable Energy LLC | 56847 | Connecticut Light & Power Co | 4176 | Plainfield Renewable Energy, LLC | 56067 | ISO New England Inc. | ISNE | NPCC | NEWE | NPCC New England | ISONE | 09 | 015 | Windham | 41.6644 | -71.9242 | 1 | 1 | WDS | BIOMASS |  | 0.63262 | 43 | 0.27896 | Yes | [5 empty] | 4512463.01 | 2070724.6 | 4512463.01 | 2070724.6 | 238296 | 109185 | 157.936 | 72.475 | 56.219 | 0 | 317062.709 | 41624.16 | 9780.712 | -- | 1.326 | 1.328 | 0.472 | 0 | 1.331 | 0.175 | 82.089 | -- | 0.07 | 0.07 | 0.025 | 0 | -- | 1.326 | 1.328 | 0.472 | 0 | 1.331 | 0.175 | -- | 157.936 | 72.475 | 56.219 | 466355.776 | 317062.709 | 41624.16 | -- | 4512463.01 | 2070724.6 | 4512463.01 | 2070724.6 | EIA | EIA | EIA | EIA | EIA | EIA | n/a | EIA | EIA | 18936.3776 | 0 | 0 | 0 | 0 | 0 | 238295.999 | 0 | 0 | 0 | 0 | 0 | 0 | 238295.999 | 238295.999 | 238295.999 | 0 | 0 | 0 | 0 | 0 | 0 | 100 | 0 | 0 | 0 | 0 | 0 | 0 | 100 | 100 | 100 | 0
8788 | TX | Sweetwater Wind 5 | 56372 | Oncor Electric Delivery Company LLC | 44372 | Leeward Asset Management, LLC | 50123 | Electric Reliability Council of Texas, Inc. | ERCO | TRE | ERCT | ERCOT All | ERCOT | 48 | 353 | Nolan | 32.2369 | -100.4833 | 0 |  | WND | WIND |  | 0.33788 | 80.5 | [9 empty] | 2199652 | 840537 | 238264 | 91046 |  |  |  | 0 | 0 | 0 | 0 | -- |  |  |  | 0 | 0 | 0 | 0 | -- |  |  |  |  | -- | [6 empty] | -- |  |  |  | 0 | 0 | 0 | -- | 0 | 0 | 2199652 | 840537 |  |  |  | EIA | EIA | EIA | n/a | EIA | EIA |  | 0 | 0 | 0 | 0 | 0 | 0 | 238264 | 0 | 0 | 0 | 0 | 0 | 238264 | 238264 | 0 | 238264 | 0 | 0 | 0 | 0 | 0 | 0 | 100 | 0 | 0 | 0 | 0 | 0 | 100 | 100 | 0 | 100
7557 | OK | NextEra-Blackwell Wind, LLC | 58209 | Oklahoma Gas & Electric Co | 14063 | Blackwell Wind, LLC | 58180 | Southwest Power Pool | SWPP | SPP | SPSO | SPP South |  | 40 | 071 | Kay | 36.8467 | -97.4175 | 0 |  | WND | WIND |  | 0.45436 | 59.8 | [9 empty] | 2197383 | 788266 | 238018 | 85384 |  |  |  | 0 | 0 | 0 | 0 | -- |  |  |  | 0 | 0 | 0 | 0 | -- |  |  |  |  | -- | [6 empty] | -- |  |  |  | 0 | 0 | 0 | -- | 0 | 0 | 2197383 | 788266 |  |  |  | EIA | EIA | EIA | n/a | EIA | EIA |  | 0 | 0 | 0 | 0 | 0 | 0 | 238018 | 0 | 0 | 0 | 0 | 0 | 238018 | 238018 | 0 | 238018 | 0 | 0 | 0 | 0 | 0 | 0 | 100 | 0 | 0 | 0 | 0 | 0 | 100 | 100 | 0 | 100
7594 | OK | Tulsa | 2965 | Public Service Co of Oklahoma | 15474 | Public Service Co of Oklahoma | 15474 | Southwest Power Pool | SWPP | SPP | SPSO | SPP South |  | 40 | 143 | Tulsa | 36.1165 | -95.991 | 3 | 2 | NG | GAS |  | 0.06129 | 443.2 | 1 | [6 empty] | 3466127.371 | 1878822.117 | 3466127.371 | 1878822.117 | 237953 | 128203 | 418.776 | 228.517 | 1.04 | 205984.623 | 7774.44 | 777.688 | 206186.796 | -- | 3.52 | 3.565 | 0.009 | 1731.305 | 0.033 | 0.003 | 1733.004 | -- | 0.242 | 0.243 | 0.001 | 118.856 | -- | 3.52 | 3.565 | 0.009 | 1731.305 | 0.033 | 0.003 | -- | 418.776 | 228.517 | 1.04 | 205984.623 | 7774.44 | 777.688 | -- | 3466127.371 | 1878822.117 | 3466127.371 | 1878822.117 | EPA/CAMD | EPA/CAMD | EPA/CAMD | EPA/CAMD | EIA | EIA | n/a | EPA/CAMD | EPA/CAMD | 14566.4369 | 0 | 0 | 237953 | 0 | 0 | 0 | 0 | 0 | 0 | 0 | 0 | 237953 | 0 | 0 | 237953 | 0 | 0 | 0 | 100 | 0 | 0 | 0 | 0 | 0 | 0 | 0 | 0 | 100 | 0 | 0 | 100 | 0
2203 | CT | Kimberly Clark-Unit 1,2,3 | 58084 | Connecticut Light & Power Co | 4176 | Kimberly-Clark Corporation | 57464 | ISO New England Inc. | ISNE | NPCC | NEWE | NPCC New England | ISONE | 09 | 005 | Litchfield | 41.5583 | -73.4136 | 1 | 1 | NG | GAS |  | 0.74625 | 36.3 | 0.089591 |  | Yes | 1164376.8 | 0.696 | 0.48117 |  | 1259421.384 | 527489.8867 | 1259421.384 | 527489.887 | 237297 | 99639 | 197.363 | 82.662 | 2.013 | 73606.29 | 2776.549 | 277.655 | 73678.48 | -- | 1.663 | 1.659 | 0.017 | 620.373 | 0.012 | 0.001 | 620.981 | -- | 0.313 | 0.313 | 0.003 | 116.889 | -- | 1.663 | 1.659 | 0.017 | 620.373 | 0.012 | 0.001 | -- | 410.172 | 171.794 | 4.183 | 152973.515 | 5770.41 | 577.041 | -- | 2617413.767 | 1096264.768 | 2617413.767 | 1096264.768 | EIA | EIA | EIA | EIA | EIA | EIA | n/a | EPA/CAMD; EIA | EPA/CAMD; EIA | 5307.3633 | 0 | 0 | 237297 | 0 | 0 | 0 | 0 | 0 | 0 | 0 | 0 | 237297 | 0 | 0 | 237297 | 0 | 0 | 0 | 100 | 0 | 0 | 0 | 0 | 0 | 0 | 0 | 0 | 100 | 0 | 0 | 100 | 0
1959 | CA | Yuba City Energy Center | 10349 | Pacific Gas & Electric Co | 14328 | Greenleaf Energy LLC | 59879 | California Independent System Operator | CISO | WECC | CAMX | WECC California | CAISO | 06 | 101 | Sutter | 39.1365 | -121.6397 | 0 |  | NG | GAS |  | 0.5461 | 49.5 | 0.42317 |  | Yes | 313744 | 2.576 | 0.7745 |  | 256932.711 | 96336.4219 | 256932.711 | 96336.422 | 236799 | 111094 | 5.385 | 2.749 | 0.077 | 15267.366 | 3778.483 | 377.848 | 15365.607 | -- | 0.045 | 0.049 | 0.001 | 128.948 | 0.016 | 0.002 | 129.778 | -- | 0.042 | 0.057 | 0.001 | 118.843 | -- | 0.045 | 0.049 | 0.001 | 128.948 | 0.016 | 0.002 | -- | 6.953 | 3.55 | 0.1 | 19712.498 | 4878.598 | 487.86 | -- | 331739.315 | 124385.013 | 331739.315 | 124385.013 | EPA/CAMD | EPA/CAMD | EPA/CAMD | EPA/CAMD | EIA | EIA | n/a | EPA/CAMD | EPA/CAMD | 1085.0245 | 0 | 0 | 236799 | 0 | 0 | 0 | 0 | 0 | 0 | 0 | 0 | 236799 | 0 | 0 | 236799 | 0 | 0 | 0 | 100 | 0 | 0 | 0 | 0 | 0 | 0 | 0 | 0 | 100 | 0 | 0 | 100 | 0
1857 | CA | Vasco Winds | 57700 | Pacific Gas & Electric Co | 14328 | Vasco Winds, LLC | 57024 | California Independent System Operator | CISO | WECC | CAMX | WECC California | CAISO | 06 | 013 | Contra Costa | 37.7908 | -121.7181 | 0 |  | WND | WIND |  | 0.34509 | 78.2 | [9 empty] | 2182442 | 1368532 | 236400 | 148238 |  |  |  | 0 | 0 | 0 | 0 | -- |  |  |  | 0 | 0 | 0 | 0 | -- |  |  |  |  | -- | [6 empty] | -- |  |  |  | 0 | 0 | 0 | -- | 0 | 0 | 2182442 | 1368532 |  |  |  | EIA | EIA | EIA | n/a | EIA | EIA |  | 0 | 0 | 0 | 0 | 0 | 0 | 236400 | 0 | 0 | 0 | 0 | 0 | 236400 | 236400 | 0 | 236400 | 0 | 0 | 0 | 0 | 0 | 0 | 100 | 0 | 0 | 0 | 0 | 0 | 100 | 100 | 0 | 100
6812 | NV | NGP Blue Mountain I LLC | 56982 | Nevada Power Co | 13407 | NGP Blue Mountain I LLC | 56249 | Nevada Power Company | NEVP | WECC | AZNM | WECC Southwest |  | 32 | 013 | Humboldt | 40.9961 | -118.1414 | 0 |  | GEO | GEOTHERMAL |  | 0.42232 | 63.9 | [9 empty] | 2182425.999 | 889826.001 | 236397.999 | 96384.999 | 0 | 0 | 0 | 0 | 0 | 0 | 0 | -- | 0 | 0 | 0 | 0 | 0 | 0 | 0 | -- |  |  |  |  | -- | [6 empty] | -- | 0 | 0 | 0 | 0 | 0 | 0 | -- | 0 | 0 | 2182425.999 | 889826.001 | EIA | EIA | EIA | EIA | EIA | EIA | n/a | EIA | EIA |  | 0 | 0 | 0 | 0 | 0 | 0 | 0 | 0 | 236398 | 0 | 0 | 0 | 236398 | 236398 | 0 | 236398 | 0 | 0 | 0 | 0 | 0 | 0 | 0 | 0 | 100 | 0 | 0 | 0 | 100 | 100 | 0 | 100
2276 | DE | NRG Energy Center Dover | 10030 | City of Dover - (DE) | 5335 | NRG Energy Center Dover LLC | 7860 | PJM Interconnection, LLC | PJM | RFC | RFCE | RFC East | PJM | 10 | 001 | Kent | 39.1495 | -75.5473 | 2 |  | NG | GAS |  | 0.22767 | 118 | 0.95389 |  | Yes | 277310.4 | 2.896 | 0.79432 |  | 1695598.9433 | 968704.297 | 1695598.943 | 968704.297 | 235334 | 123637 | 16.035 | 10.278 | 0.517 | 101612.683 | 3853.623 | 409.61 | 101716.635 | -- | 0.136 | 0.166 | 0.004 | 863.561 | 0.016 | 0.002 | 864.445 | -- | 0.019 | 0.021 | 0.001 | 119.855 | -- | 0.136 | 0.166 | 0.004 | 863.561 | 0.016 | 0.002 | -- | 20.187 | 12.939 | 0.651 | 127924.714 | 4851.496 | 515.676 | -- | 2134664.726 | 1219544.811 | 2134664.726 | 1219544.811 | EPA/CAMD | EPA/CAMD | EPA/CAMD | EPA/CAMD | EIA | EIA | n/a | EPA/CAMD | EPA/CAMD | 7205.0742 | 0 | 5051.397 | 230282.603 | 0 | 0 | 0 | 0 | 0 | 0 | 0 | 0 | 235334 | 0 | 0 | 235334 | 0 | 0 | 2.1465 | 97.8535 | 0 | 0 | 0 | 0 | 0 | 0 | 0 | 0 | 100 | 0 | 0 | 100 | 0
8573 | TX | Laredo | 3439 | AEP Texas Central Company | 3278 | Topaz Power Group LLC | 49979 | Electric Reliability Council of Texas, Inc. | ERCO | TRE | ERCT | ERCOT All | ERCOT | 48 | 479 | Webb | 27.5667 | -99.5089 | 3 |  | NG | GAS |  | 0.05936 | 450.8 | 1 | [6 empty] | 2401459.543 | 1420541.412 | 2401459.543 | 1420541.412 | 234432 | 137194 | 11.998 | 6.927 | 0.721 | 142715.302 | 5294.086 | 529.409 | 142852.948 | -- | 0.102 | 0.101 | 0.006 | 1217.541 | 0.023 | 0.002 | 1218.715 | -- | 0.01 | 0.01 | 0.001 | 118.857 | -- | 0.102 | 0.101 | 0.006 | 1217.541 | 0.023 | 0.002 | -- | 11.998 | 6.927 | 0.721 | 142715.302 | 5294.086 | 529.409 | -- | 2401459.543 | 1420541.412 | 2401459.543 | 1420541.412 | EPA/CAMD | EPA/CAMD | EPA/CAMD | EPA/CAMD | EIA | EIA | n/a | EPA/CAMD | EPA/CAMD | 10243.7361 | 0 | 0 | 234432 | 0 | 0 | 0 | 0 | 0 | 0 | 0 | 0 | 234432 | 0 | 0 | 234432 | 0 | 0 | 0 | 100 | 0 | 0 | 0 | 0 | 0 | 0 | 0 | 0 | 100 | 0 | 0 | 100 | 0
425 | AZ | Sundance Power Plant | 55522 | WAPA-- Western Area Power Administration | 27000 | Arizona Public Service Co | 803 | Western Area Power Administration - Desert Southwest Region | WALC | WECC | AZNM | WECC Southwest |  | 04 | 021 | Pinal | 32.9285 | -111.5899 | 0 |  | NG | GAS |  | 0.0385 | 695 | 1 | [6 empty] | 2751013.026 | 1065275.861 | 2751013.026 | 1065275.861 | 234372 | 91769 | 21.164 | 7.395 | 0.825 | 163488.757 | 5681.822 | 568.182 | 163636.484 | -- | 0.181 | 0.161 | 0.007 | 1395.122 | 0.024 | 0.002 | 1396.383 | -- | 0.015 | 0.014 | 0.001 | 118.857 | -- | 0.181 | 0.161 | 0.007 | 1395.122 | 0.024 | 0.002 | -- | 21.164 | 7.395 | 0.825 | 163488.757 | 5681.822 | 568.182 | -- | 2751013.026 | 1065275.861 | 2751013.026 | 1065275.861 | EPA/CAMD | EPA/CAMD | EPA/CAMD | EPA/CAMD | EIA | EIA | n/a | EPA/CAMD | EPA/CAMD | 11737.8058 | 0 | 0 | 234372 | 0 | 0 | 0 | 0 | 0 | 0 | 0 | 0 | 234372 | 0 | 0 | 234372 | 0 | 0 | 0 | 100 | 0 | 0 | 0 | 0 | 0 | 0 | 0 | 0 | 100 | 0 | 0 | 100 | 0
5307 | MT | Cochrane | 2182 | NorthWestern Energy LLC - (MT) | 12825 | NorthWestern Energy | 13902 | NorthWestern Energy (NWMT) | NWMT | WECC | NWPP | WECC Northwest |  | 30 | 013 | Cascade | 47.5375 | -111.195 | 0 |  | WAT | HYDRO |  | 0.44257 | 60.4 | [9 empty] | 2161811 | 931038 | 234165 | 100849 |  |  |  | 0 | 0 | 0 | 0 | -- |  |  |  | 0 | 0 | 0 | 0 | -- |  |  |  |  | -- | [6 empty] | -- |  |  |  | 0 | 0 | 0 | -- | 0 | 0 | 2161811 | 931038 |  |  |  | EIA | EIA | EIA | n/a | EIA | EIA |  | 0 | 0 | 0 | 0 | 234165 | 0 | 0 | 0 | 0 | 0 | 0 | 0 | 234165 | 0 | 0 | 234165 | 0 | 0 | 0 | 0 | 100 | 0 | 0 | 0 | 0 | 0 | 0 | 0 | 100 | 0 | 0 | 100
199 | AL | Lewis Smith Dam | 18 | Alabama Power Co | 195 | Alabama Power Co | 195 | Southern Company Services, Inc. - Trans | SOCO | SERC | SRSO | SERC South |  | 01 | 127 | Walker | 33.9406 | -87.1077 | 0 |  | WAT | HYDRO |  | 0.14749 | 181 | [9 empty] | 2158930 | 495656 | 233853 | 53689 |  |  |  | 0 | 0 | 0 | 0 | -- |  |  |  | 0 | 0 | 0 | 0 | -- |  |  |  |  | -- | [6 empty] | -- |  |  |  | 0 | 0 | 0 | -- | 0 | 0 | 2158930 | 495656 |  |  |  | EIA | EIA | EIA | n/a | EIA | EIA |  | 0 | 0 | 0 | 0 | 233853 | 0 | 0 | 0 | 0 | 0 | 0 | 0 | 233853 | 0 | 0 | 233853 | 0 | 0 | 0 | 0 | 100 | 0 | 0 | 0 | 0 | 0 | 0 | 0 | 100 | 0 | 0 | 100
1948 | CA | Woodleaf | 419 | Pacific Gas & Electric Co | 14328 | South Feather Water and Power Agency | 14191 | California Independent System Operator | CISO | WECC | CAMX | WECC California | CAISO | 06 | 007 | Butte | 39.5538 | -121.2041 | 0 |  | WAT | HYDRO |  | 0.45238 | 59 | [9 empty] | 2158516 | 1127694 | 233808 | 122151 |  |  |  | 0 | 0 | 0 | 0 | -- |  |  |  | 0 | 0 | 0 | 0 | -- |  |  |  |  | -- | [6 empty] | -- |  |  |  | 0 | 0 | 0 | -- | 0 | 0 | 2158516 | 1127694 |  |  |  | EIA | EIA | EIA | n/a | EIA | EIA |  | 0 | 0 | 0 | 0 | 233808 | 0 | 0 | 0 | 0 | 0 | 0 | 0 | 233808 | 0 | 0 | 233808 | 0 | 0 | 0 | 0 | 100 | 0 | 0 | 0 | 0 | 0 | 0 | 0 | 100 | 0 | 0 | 100
8992 | VA | Buchanan Units 1 & 2 | 55738 | West Penn Power Company | 20387 | Allegheny Energy Supply Co LLC | 23279 | PJM Interconnection, LLC | PJM | RFC | RFCW | RFC West | PJM | 51 | 027 | Buchanan | 37.1753 | -81.9614 | 0 |  | NG | GAS |  | 0.30327 | 88 | 0.82789 | [6 empty] | 2289737.53 | 947464.199 | 2289737.53 | 947464.199 | 233782 | 121267 | 89.353 | 35.554 | 0.687 | 136072.416 | 5132.868 | 513.287 | 136205.871 | -- | 0.764 | 0.586 | 0.006 | 1164.097 | 0.022 | 0.002 | 1165.238 | -- | 0.078 | 0.075 | 0.001 | 118.854 | -- | 0.764 | 0.586 | 0.006 | 1164.097 | 0.022 | 0.002 | -- | 89.353 | 35.554 | 0.687 | 136072.416 | 5132.868 | 513.287 | -- | 2289737.53 | 947464.199 | 2289737.53 | 947464.199 | EPA/CAMD | EPA/CAMD | EPA/CAMD | EPA/CAMD | EIA | EIA | n/a | EPA/CAMD | EPA/CAMD | 9794.3277 | 0 | 0 | 233782 | 0 | 0 | 0 | 0 | 0 | 0 | 0 | 0 | 233782 | 0 | 0 | 233782 | 0 | 0 | 0 | 100 | 0 | 0 | 0 | 0 | 0 | 0 | 0 | 0 | 100 | 0 | 0 | 100 | 0
3886 | LA | Teche Power Station | 1400 | Cleco Power LLC | 3265 | Cleco Power LLC | 3265 | Midcontinent Independent Transmission System Operator, Inc.. | MISO | SPP | SPSO | SPP South | MISO | 22 | 101 | St Mary | 29.8222 | -91.5425 | 3 | 1 | NG | GAS |  | 0.05701 | 468.1 | 1 | [6 empty] | 2729527.39 | 1171611.181 | 2729527.39 | 1171611.181 | 233763 | 103628 | 283.816 | 108.378 | 0.82 | 162177.639 | 6652.254 | 665.225 | 162350.598 | -- | 2.428 | 2.092 | 0.007 | 1387.539 | 0.028 | 0.003 | 1389.019 | -- | 0.208 | 0.185 | 0.001 | 118.832 | -- | 2.428 | 2.092 | 0.007 | 1387.539 | 0.028 | 0.003 | -- | 283.816 | 108.378 | 0.82 | 162177.639 | 6652.254 | 665.225 | -- | 2729527.39 | 1171611.181 | 2729527.39 | 1171611.181 | EPA/CAMD | EPA/CAMD | EPA/CAMD | EPA/CAMD | EIA | EIA | n/a | EPA/CAMD | EPA/CAMD | 11676.4731 | 0 | 0 | 233763 | 0 | 0 | 0 | 0 | 0 | 0 | 0 | 0 | 233763 | 0 | 0 | 233763 | 0 | 0 | 0 | 100 | 0 | 0 | 0 | 0 | 0 | 0 | 0 | 0 | 100 | 0 | 0 | 100 | 0
6353 | NH | S C Moore | 2351 | New Hampshire Elec Coop Inc | 13441 | TransCanada Hydro Northeast Inc., | 50048 | ISO New England Inc. | ISNE | NPCC | NEWE | NPCC New England | ISONE | 33 | 009 | Grafton | 44.3356 | -71.8742 | 0 |  | WAT | HYDRO |  | 0.18974 | 140.4 | [9 empty] | 2154371 | 533555 | 233359 | 57794 |  |  |  | 0 | 0 | 0 | 0 | -- |  |  |  | 0 | 0 | 0 | 0 | -- |  |  |  |  | -- | [6 empty] | -- |  |  |  | 0 | 0 | 0 | -- | 0 | 0 | 2154371 | 533555 |  |  |  | EIA | EIA | EIA | n/a | EIA | EIA |  | 0 | 0 | 0 | 0 | 233359 | 0 | 0 | 0 | 0 | 0 | 0 | 0 | 233359 | 0 | 0 | 233359 | 0 | 0 | 0 | 0 | 100 | 0 | 0 | 0 | 0 | 0 | 0 | 0 | 100 | 0 | 0 | 100
271 | AR | Norfork | 196 | Southwestern Power Administration | 17716 | USCE-Little Rock District | 19647 | Southwestern Power Administration | SPA | SPP | SPSO | SPP South | SPP | 05 | 005 | Baxter | 36.2491 | -92.2401 | 0 |  | WAT | HYDRO |  | 0.33122 | 80.4 | [9 empty] | 2153650 | 743065 | 233281 | 80488 |  |  |  | 0 | 0 | 0 | 0 | -- |  |  |  | 0 | 0 | 0 | 0 | -- |  |  |  |  | -- | [6 empty] | -- |  |  |  | 0 | 0 | 0 | -- | 0 | 0 | 2153650 | 743065 |  |  |  | EIA | EIA | EIA | n/a | EIA | EIA |  | 0 | 0 | 0 | 0 | 233281 | 0 | 0 | 0 | 0 | 0 | 0 | 0 | 233281 | 0 | 0 | 233281 | 0 | 0 | 0 | 0 | 100 | 0 | 0 | 0 | 0 | 0 | 0 | 0 | 100 | 0 | 0 | 100
7773 | OR | Toketee Falls | 3040 | PacifiCorp | 14354 | PacifiCorp | 14354 | PacifiCorp - West | PACW | WECC | NWPP | WECC Northwest |  | 41 | 019 | Douglas | 43.2727 | -122.4475 | 0 |  | WAT | HYDRO |  | 0.62389 | 42.6 | [9 empty] | 2149392.999 | 695193 | 232820.001 | 75303 |  |  |  | 0 | 0 | 0 | 0 | -- |  |  |  | 0 | 0 | 0 | 0 | -- |  |  |  |  | -- | [6 empty] | -- |  |  |  | 0 | 0 | 0 | -- | 0 | 0 | 2149392.999 | 695193 |  |  |  | EIA | EIA | EIA | n/a | EIA | EIA |  | 0 | 0 | 0 | 0 | 232820 | 0 | 0 | 0 | 0 | 0 | 0 | 0 | 232820 | 0 | 0 | 232820 | 0 | 0 | 0 | 0 | 100 | 0 | 0 | 0 | 0 | 0 | 0 | 0 | 100 | 0 | 0 | 100
7386 | OH | Haverhill North Cogeneration Facility | 56848 | Ohio Power Co | 14006 | SunCoke Energy, Inc. | 56069 | PJM Interconnection, LLC | PJM | RFC | RFCW | RFC West | PJM | 39 | 145 | Scioto | 38.5967 | -82.8286 | 5 | 5 | OG | OFSL |  | 0.39647 | 67 | 0.67256 |  | Yes | 5201458.4 | 0.153 | 0.16915 |  | 1276454.5736 | 512687.9141 | 1276454.574 | 512687.914 | 232694 | 120381 | 184.493 | 76.883 | 1.658 | 74602.259 | 2814.48 | 280.946 | 74675.357 | -- | 1.586 | 1.277 | 0.014 | 641.205 | 0.012 | 0.001 | 641.833 | -- | 0.289 | 0.3 | 0.003 | 116.89 | -- | 1.586 | 1.277 | 0.014 | 641.205 | 0.012 | 0.001 | -- | 1090.734 | 454.539 | 9.803 | 441054.09 | 16639.415 | 1660.976 | -- | 7546494.165 | 3031048.995 | 7546494.165 | 3031048.995 | EIA | EIA | EPA/CAMD; EIA | EIA | EIA | EIA | n/a | EIA | EIA | 5485.5499 | 0 | 0 | 48763.414 | 0 | 0 | 0 | 0 | 0 | 0 | 183930.59 | 0 | 232694.004 | 0 | 0 | 232694.004 | 0 | 0 | 0 | 20.956 | 0 | 0 | 0 | 0 | 0 | 0 | 79.044 | 0 | 100 | 0 | 0 | 100 | 0
4790 | MN | Chanarambie Power Partners, LLC | 56142 | Northern States Power Co - Minnesota | 13781 | Allete Clean Energy | 59496 | Midcontinent Independent Transmission System Operator, Inc.. | MISO | MRO | MROW | MRO West | MISO | 27 | 101 | Murray | 44.011 | -96.0446 | 0 |  | WND | WIND |  | 0.31014 | 85.5 | [9 empty] | 2144492 | 625293 | 232289 | 67731 |  |  |  | 0 | 0 | 0 | 0 | -- |  |  |  | 0 | 0 | 0 | 0 | -- |  |  |  |  | -- | [6 empty] | -- |  |  |  | 0 | 0 | 0 | -- | 0 | 0 | 2144492 | 625293 |  |  |  | EIA | EIA | EIA | n/a | EIA | EIA |  | 0 | 0 | 0 | 0 | 0 | 0 | 232289 | 0 | 0 | 0 | 0 | 0 | 232289 | 232289 | 0 | 232289 | 0 | 0 | 0 | 0 | 0 | 0 | 100 | 0 | 0 | 0 | 0 | 0 | 100 | 100 | 0 | 100
9633 | WV | Willow Island Hydroelectric Plant | 57401 | American Transmission Systems Inc | 56162 | American Mun Power-Ohio, Inc | 40577 | PJM Interconnection, LLC | PJM | RFC | RFCW | RFC West | PJM | 54 | 073 | Pleasants | 39.3578 | -81.3179 | 0 |  | WAT | HYDRO |  | 0.60161 | 44 | [9 empty] | 2140745 | 847669 | 231883 | 91819 |  |  |  | 0 | 0 | 0 | 0 | -- |  |  |  | 0 | 0 | 0 | 0 | -- |  |  |  |  | -- | [6 empty] | -- |  |  |  | 0 | 0 | 0 | -- | 0 | 0 | 2140745 | 847669 |  |  |  | EIA | EIA | EIA | n/a | EIA | EIA |  | 0 | 0 | 0 | 0 | 231883 | 0 | 0 | 0 | 0 | 0 | 0 | 0 | 231883 | 0 | 0 | 231883 | 0 | 0 | 0 | 0 | 100 | 0 | 0 | 0 | 0 | 0 | 0 | 0 | 100 | 0 | 0 | 100
3813 | LA | CITGO Refinery Powerhouse | 52175 | Entergy Gulf States - LA LLC | 55936 | CITGO Petroleum Corp | 7168 | Midcontinent Independent Transmission System Operator, Inc.. | MISO | SERC | SRMV | SERC Mississippi Valley | MISO | 22 | 019 | Calcasieu | 30.1826 | -93.3234 | 12 | 12 | NG | GAS |  | 0.35216 | 75 | 0.7464 |  | Yes | 11599108.8 | 0.068 | 0.083218 |  | 1282668.3616 | 575036.8113 | 1282668.362 | 575036.811 | 231367.31 | 105343 | 29.896 | 10.018 | 2.05 | 74965.472 | 2828.22 | 282.266 | 75038.92 | -- | 0.258 | 0.19 | 0.018 | 648.021 | 0.012 | 0.001 | 648.656 | -- | 0.047 | 0.035 | 0.003 | 116.89 | -- | 0.258 | 0.19 | 0.018 | 648.021 | 0.012 | 0.001 | -- | 359.247 | 120.379 | 24.631 | 900830.129 | 33985.59 | 3391.877 | -- | 15413313.252 | 6909987.624 | 15413313.252 | 6909987.624 | EPA/CAMD; EIA | EPA/CAMD; EIA | EIA | EIA | EIA | EIA | n/a | EIA | EIA | 5543.8617 | 0 | 0 | 29656.78 | 0 | 0 | 0 | 0 | 0 | 0 | 201710.53 | 0 | 231367.31 | 0 | 0 | 231367.31 | 0 | 0 | 0 | 12.8181 | 0 | 0 | 0 | 0 | 0 | 0 | 87.1819 | 0 | 100 | 0 | 0 | 100 | 0
3233 | IL | Elgin Energy Center, LLC | 55438 | Commonwealth Edison Co | 4110 | Mainline Generation LLC | 59371 | PJM Interconnection, LLC | PJM | RFC | RFCW | RFC West | PJM | 17 | 089 | Kane | 42.0001 | -88.2446 | 0 |  | NG | GAS |  | 0.04889 | 540 | 1 | [6 empty] | 2671013.15 | 1310033.719 | 2671013.15 | 1310033.719 | 231282 | 112722 | 80.022 | 37.65 | 0.802 | 158736.215 | 6204.02 | 620.402 | 158897.52 | -- | 0.692 | 0.668 | 0.007 | 1372.664 | 0.027 | 0.003 | 1374.059 | -- | 0.06 | 0.057 | 0.001 | 118.858 | -- | 0.692 | 0.668 | 0.007 | 1372.664 | 0.027 | 0.003 | -- | 80.022 | 37.65 | 0.802 | 158736.215 | 6204.02 | 620.402 | -- | 2671013.15 | 1310033.719 | 2671013.15 | 1310033.719 | EPA/CAMD | EPA/CAMD | EPA/CAMD | EPA/CAMD | EIA | EIA | n/a | EPA/CAMD | EPA/CAMD | 11548.729 | 0 | 0 | 231282 | 0 | 0 | 0 | 0 | 0 | 0 | 0 | 0 | 231282 | 0 | 0 | 231282 | 0 | 0 | 0 | 100 | 0 | 0 | 0 | 0 | 0 | 0 | 0 | 0 | 100 | 0 | 0 | 100 | 0
4240 | MA | Wheelabrator Saugus | 50880 | Massachusetts Electric Co | 11804 | Wheelabrator Environmental Systems | 20541 | ISO New England Inc. | ISNE | NPCC | NEWE | NPCC New England | ISONE | 25 | 009 | Essex | 42.447 | -70.9804 | 2 | 2 | MSW | BIOMASS |  | 0.49019 | 53.7 | 0.51635 | Yes | [5 empty] | 4350419.52 | 1892833.013 | 4350419.52 | 1892833.013 | 230592 | 102522 | 652.75 | 283.872 | 124.447 | 213131.18 | 306911.162 | 40282.09 | 222597.471 | -- | 5.662 | 5.538 | 1.079 | 1848.557 | 1.331 | 0.175 | 1930.661 | -- | 0.3 | 0.3 | 0.057 | 97.982 | -- | 5.662 | 5.538 | 1.079 | 1848.557 | 1.331 | 0.175 | -- | 652.75 | 283.872 | 124.447 | 434953.235 | 306911.162 | 40282.09 | -- | 4350419.52 | 1892833.013 | 4350419.52 | 1892833.013 | EIA | EIA | EIA | EIA | EIA | EIA | n/a | EIA | EIA | 18866.3064 | 0 | 0 | 0 | 0 | 0 | 230592.01 | 0 | 0 | 0 | 0 | 0 | 0 | 230592.01 | 230592.01 | 230592.01 | 0 | 0 | 0 | 0 | 0 | 0 | 100 | 0 | 0 | 0 | 0 | 0 | 0 | 100 | 100 | 100 | 0
8504 | TX | Goodyear Beaumont Chemical Plant | 54321 | Entergy Texas Inc. | 55937 | Goodyear Tire & Rubber Co | 7375 | Midcontinent Independent Transmission System Operator, Inc.. | MISO | SPP | SRMV | SERC Mississippi Valley | MISO | 48 | 245 | Jefferson | 29.9728 | -94.2142 | 8 | 8 | NG | GAS |  | 0.7562 | 34.8 | 0.073006 |  | Yes | 5544769.6 | 0.142 | 0.15909 |  | 1269529.5039 | 534590.6085 | 1269529.504 | 534590.609 | 230525 | 103937 | 71.853 | 36.619 | 6.322 | 74819.059 | 4367.017 | 490.68 | 74940.968 | -- | 0.623 | 0.705 | 0.055 | 649.119 | 0.019 | 0.002 | 650.176 | -- | 0.113 | 0.137 | 0.01 | 117.869 | -- | 0.623 | 0.705 | 0.055 | 649.119 | 0.019 | 0.002 | -- | 451.634 | 230.17 | 39.74 | 470279.178 | 27449.12 | 3084.194 | -- | 7979695.247 | 3360197.715 | 7979695.247 | 3360197.715 | EPA/CAMD; EIA | EPA/CAMD; EIA | EIA | EIA | EIA | EIA | n/a | EPA/CAMD; EIA | EPA/CAMD; EIA | 5507.1229 | 0 | 1994.938 | 228530.062 | 0 | 0 | 0 | 0 | 0 | 0 | 0 | 0 | 230525 | 0 | 0 | 230525 | 0 | 0 | 0.86539 | 99.1346 | 0 | 0 | 0 | 0 | 0 | 0 | 0 | 0 | 100 | 0 | 0 | 100 | 0
8454 | TX | Ector County Energy Center | 58471 | Oncor Electric Delivery Company LLC | 44372 | Invenergy Services LLC | 49893 | Electric Reliability Council of Texas, Inc. | ERCO | TRE | ERCT | ERCOT All | ERCOT | 48 | 135 | Ector | 32.0692 | -102.5856 | 0 |  | NG | GAS |  | 0.07321 | 358.8 | 1 | [6 empty] | 2775067.454 | 1784521.78 | 2775067.454 | 1784521.78 | 230091 | 150903 | 39.145 | 25.031 | 3.746 | 164919.259 | 5885.329 | 588.533 | 165072.278 | -- | 0.34 | 0.332 | 0.033 | 1433.513 | 0.026 | 0.003 | 1434.843 | -- | 0.028 | 0.028 | 0.003 | 118.858 | -- | 0.34 | 0.332 | 0.033 | 1433.513 | 0.026 | 0.003 | -- | 39.145 | 25.031 | 3.746 | 164919.259 | 5885.329 | 588.533 | -- | 2775067.454 | 1784521.78 | 2775067.454 | 1784521.78 | EPA/CAMD | EPA/CAMD | EPA/CAMD | EPA/CAMD | EIA | EIA | n/a | EPA/CAMD | EPA/CAMD | 12060.7388 | 0 | 0 | 230091 | 0 | 0 | 0 | 0 | 0 | 0 | 0 | 0 | 230091 | 0 | 0 | 230091 | 0 | 0 | 0 | 100 | 0 | 0 | 0 | 0 | 0 | 0 | 0 | 0 | 100 | 0 | 0 | 100 | 0
9660 | WY | Fremont Canyon | 4176 | WAPA-- Western Area Power Administration | 27000 | U S Bureau of Reclamation | 2518 | Western Area Power Administration UGP West | WAUW | WECC | RMPA | WECC Rockies |  | 56 | 025 | Natrona | 42.4766 | -106.7959 | 0 |  | WAT | HYDRO |  | 0.39221 | 66.8 | [9 empty] | 2118826 | 1603543 | 229509 | 173694 |  |  |  | 0 | 0 | 0 | 0 | -- |  |  |  | 0 | 0 | 0 | 0 | -- |  |  |  |  | -- | [6 empty] | -- |  |  |  | 0 | 0 | 0 | -- | 0 | 0 | 2118826 | 1603543 |  |  |  | EIA | EIA | EIA | n/a | EIA | EIA |  | 0 | 0 | 0 | 0 | 229509 | 0 | 0 | 0 | 0 | 0 | 0 | 0 | 229509 | 0 | 0 | 229509 | 0 | 0 | 0 | 0 | 100 | 0 | 0 | 0 | 0 | 0 | 0 | 0 | 100 | 0 | 0 | 100
8569 | TX | Lake Hubbard | 3452 | Oncor Electric Delivery Company LLC | 44372 | Luminant Generation Company LLC | 55983 | Electric Reliability Council of Texas, Inc. | ERCO | TRE | ERCT | ERCOT All | ERCOT | 48 | 113 | Dallas | 32.8358 | -96.5458 | 2 | 2 | NG | GAS |  | 0.0282 | 927.5 | 1 | [6 empty] | 2705045.265 | 2097822.118 | 2705045.265 | 2097822.118 | 229144 | 175694 | 48.323 | 38.494 | 0.811 | 160756.976 | 6051.978 | 605.198 | 160914.327 | -- | 0.422 | 0.438 | 0.007 | 1403.109 | 0.026 | 0.003 | 1404.482 | -- | 0.036 | 0.037 | 0.001 | 118.857 | -- | 0.422 | 0.438 | 0.007 | 1403.109 | 0.026 | 0.003 | -- | 48.323 | 38.494 | 0.811 | 160756.976 | 6051.978 | 605.198 | -- | 2705045.265 | 2097822.118 | 2705045.265 | 2097822.118 | EPA/CAMD | EPA/CAMD | EPA/CAMD | EPA/CAMD | EIA | EIA | n/a | EPA/CAMD | EPA/CAMD | 11805.0015 | 0 | 0 | 229144 | 0 | 0 | 0 | 0 | 0 | 0 | 0 | 0 | 229144 | 0 | 0 | 229144 | 0 | 0 | 0 | 100 | 0 | 0 | 0 | 0 | 0 | 0 | 0 | 0 | 100 | 0 | 0 | 100 | 0
212 | AL | Rock-Tenn Mill | 54763 | Alabama Power Co | 195 | WestRock Mill Company, LLC | 59976 | Southern Company Services, Inc. - Trans | SOCO | SERC | SRSO | SERC South |  | 01 | 091 | Marengo | 32.4541 | -87.9759 | 21 | 12 | BLQ | BIOMASS | Yes | 0.31102 | 84 | 0.81497 | Yes | Yes | 8029197.6 | 0.097 | 0.11482 |  | 1293904.3448 | 578004.3051 | 1293904.345 | 578004.305 | 228859.886 | 103808 | 98.599 | 44.183 | 33.955 | 16390.145 | 15359.765 | 5837.207 | 17456.189 | -- | 0.862 | 0.851 | 0.297 | 143.233 | 0.067 | 0.026 | 152.549 | -- | 0.152 | 0.153 | 0.052 | 25.334 | -- | 0.862 | 0.851 | 0.297 | 143.233 | 0.067 | 0.026 | -- | 858.75 | 384.817 | 295.73 | 1192997.445 | 133776.213 | 50839.281 | -- | 11269288.17 | 5034141.128 | 11269288.17 | 5034141.128 | EPA/CAMD; EIA | EPA/CAMD; EIA | EPA/CAMD; EIA | EIA | EIA | EIA | n/a | EIA | EIA | 5653.6966 | 16208.915 | 264.662 | 16025.164 | 0 | 0 | 196361.141 | 0 | 0 | 0 | 0 | 0 | 32498.741 | 196361.141 | 196361.141 | 228859.882 | 0 | 7.0825 | 0.11564 | 7.0022 | 0 | 0 | 85.7997 | 0 | 0 | 0 | 0 | 0 | 14.2003 | 85.7997 | 85.7997 | 100 | 0
3830 | LA | Gramercy Holdings LLC | 50846 | Entergy Louisiana LLC | 11241 | Gramercy Holdings LLC | 56097 | Midcontinent Independent Transmission System Operator, Inc.. | MISO | SERC | SRMV | SERC Mississippi Valley | MISO | 22 | 093 | St James | 30.054 | -90.6693 | 12 | 12 | NG | GAS |  | 0.22267 | 117.3 | 0.96222 |  | Yes | 6851572.8 | 0.114 | 0.13192 |  | 1393874.4827 | 597079.6921 | 1393874.483 | 597079.692 | 228802 | 101013 | 136.73 | 59.216 | 2.227 | 81464.338 | 3072.97 | 307.297 | 81544.235 | -- | 1.195 | 1.172 | 0.019 | 712.095 | 0.013 | 0.001 | 712.793 | -- | 0.196 | 0.198 | 0.003 | 116.889 | -- | 1.195 | 1.172 | 0.019 | 712.095 | 0.013 | 0.001 | -- | 1036.471 | 448.88 | 16.885 | 617536.142 | 23294.487 | 2329.449 | -- | 10566192.48 | 4526131.32 | 10566192.48 | 4526131.32 | EIA | EIA | EIA | EIA | EIA | EIA | n/a | EPA/CAMD; EIA | EPA/CAMD; EIA | 6092.0555 | 0 | 0 | 228802 | 0 | 0 | 0 | 0 | 0 | 0 | 0 | 0 | 228802 | 0 | 0 | 228802 | 0 | 0 | 0 | 100 | 0 | 0 | 0 | 0 | 0 | 0 | 0 | 0 | 100 | 0 | 0 | 100 | 0
6185 | ND | Spiritwood Station | 56786 | Otter Tail Power Co | 14232 | Great River Energy | 7570 | Midcontinent Independent Transmission System Operator, Inc.. | MISO | MRO | MROW | MRO West | MISO | 38 | 093 | Stutsman | 46.9264 | -98.4997 | 1 |  | LIG | COAL | Yes | 0.24586 | 106.2 | 0.92357 |  | Yes | 2974767.2 | 0.262 | 0.2592 |  | 1601194.8889 | 633873.9788 | 1601194.889 | 633873.979 | 228724 | 90799 | 74.808 | 31.804 | 4.469 | 149506.08 | 24831.342 | 3566.301 | 150319.586 | -- | 0.654 | 0.701 | 0.039 | 1307.306 | 0.109 | 0.016 | 1314.419 | -- | 0.093 | 0.1 | 0.006 | 186.743 | -- | 0.654 | 0.701 | 0.039 | 1307.306 | 0.109 | 0.016 | -- | 288.612 | 122.7 | 17.24 | 576798.391 | 95799.97 | 13758.883 | -- | 6177452.003 | 2445502.485 | 6177452.003 | 2445502.485 | EPA/CAMD | EPA/CAMD | EPA/CAMD | EPA/CAMD | EIA | EIA | n/a | EPA/CAMD | EPA/CAMD | 7000.5547 | 155782.13 | 0 | 72941.872 | 0 | 0 | 0 | 0 | 0 | 0 | 0 | 0 | 228724.002 | 0 | 0 | 228724.002 | 0 | 68.1092 | 0 | 31.8908 | 0 | 0 | 0 | 0 | 0 | 0 | 0 | 0 | 100 | 0 | 0 | 100 | 0
2745 | HI | W H Hill | 772 | Hawaii Electric Light Co Inc | 8287 | Hawaii Electric Light Co Inc | 8287 | Hawaii Miscellaneous | NA | HICC | HIMS | HICC Miscellaneous |  | 15 | 001 | Hawaii | 19.7041 | -155.0607 | 2 | 2 | RFO | OIL |  | 0.70362 | 37.1 | 0.16063 | [6 empty] | 3039014.898 | 1248870.788 | 3039014.898 | 1248870.788 | 228674 | 94104 | 473.398 | 194.591 | 2564.188 | 247945.775 | 20099.66 | 4019.932 | 248779.911 | -- | 4.14 | 4.136 | 22.427 | 2168.552 | 0.088 | 0.018 | 2175.848 | -- | 0.312 | 0.312 | 1.688 | 163.175 | -- | 4.14 | 4.136 | 22.427 | 2168.552 | 0.088 | 0.018 | -- | 473.398 | 194.591 | 2564.188 | 247945.775 | 20099.66 | 4019.932 | -- | 3039014.898 | 1248870.788 | 3039014.898 | 1248870.788 | EIA | EIA | EIA | EIA | EIA | EIA | n/a | EIA | EIA | 13289.7264 | 0 | 228674 | 0 | 0 | 0 | 0 | 0 | 0 | 0 | 0 | 0 | 228674 | 0 | 0 | 228674 | 0 | 0 | 100 | 0 | 0 | 0 | 0 | 0 | 0 | 0 | 0 | 0 | 100 | 0 | 0 | 100 | 0
8966 | UT | US Magnesium | 58191 | PacifiCorp | 14354 | US Magnesium | 58153 | PacifiCorp - East | PACE | WECC | NWPP | WECC Northwest |  | 49 | 045 | Tooele | 40.9133 | -112.7339 | 0 |  | NG | GAS |  | 0.33313 | 78 | 0.77811 |  | Yes | 2239489.6 | 0.347 | 0.31626 |  | 1720756.6659 | 826490.1445 | 1720756.666 | 826490.145 | 227624.001 | 109329 | 344.152 | 165.298 | 2.75 | 100568.813 | 3793.622 | 379.362 | 100667.447 | -- | 3.024 | 3.024 | 0.024 | 883.64 | 0.017 | 0.002 | 884.506 | -- | 0.4 | 0.4 | 0.003 | 116.889 | -- | 3.024 | 3.024 | 0.024 | 883.641 | 0.017 | 0.002 | -- | 1088.208 | 522.672 | 8.694 | 317998.728 | 11995.439 | 1199.544 | -- | 5441034.999 | 2613363 | 5441034.999 | 2613363 | EIA | EIA | EIA | EIA | EIA | EIA | n/a | EIA | EIA | 7559.6578 | 0 | 0 | 227623.62 | 0 | 0 | 0 | 0 | 0 | 0 | 0 | 0 | 227623.62 | 0 | 0 | 227623.62 | 0 | 0 | 0 | 100 | 0 | 0 | 0 | 0 | 0 | 0 | 0 | 0 | 100 | 0 | 0 | 100 | 0
8337 | TX | Ascend Performance Materials Texas Inc. | 10418 | CenterPoint Energy | 8901 | Ascend Performance Materials | 56488 | Electric Reliability Council of Texas, Inc. | ERCO | TRE | ERCT | ERCOT All | ERCOT | 48 | 039 | Brazoria | 29.2558 | -95.2103 | 14 | 14 | NG | GAS |  | 0.46814 | 55.3 | 0.5531 |  | Yes | 2822736 | 0.274 | 0.26772 |  | 1201939.9699 | 487560.2121 | 1201939.97 | 487560.212 | 226779.21 | 88613 | 43.177 | 15.411 | 1.921 | 70246.815 | 2649.825 | 264.983 | 70315.711 | -- | 0.381 | 0.348 | 0.017 | 619.517 | 0.012 | 0.001 | 620.125 | -- | 0.072 | 0.063 | 0.003 | 116.889 | -- | 0.381 | 0.348 | 0.017 | 619.517 | 0.012 | 0.001 | -- | 161.274 | 57.565 | 7.175 | 262387.193 | 9897.677 | 989.768 | -- | 4489508.214 | 1821143.844 | 4489508.214 | 1821143.844 | EIA | EIA | EIA | EIA | EIA | EIA | n/a | EIA | EIA | 5300.0448 | 0 | 0 | 226779.21 | 0 | 0 | 0 | 0 | 0 | 0 | 0 | 0 | 226779.21 | 0 | 0 | 226779.21 | 0 | 0 | 0 | 100 | 0 | 0 | 0 | 0 | 0 | 0 | 0 | 0 | 100 | 0 | 0 | 100 | 0
179 | AL | Georgia-Pacific Brewton Mill | 54789 | Alabama Power Co | 195 | Georgia-Pacific Brewton LLC | 55932 | Southern Company Services, Inc. - Trans | SOCO | SERC | SRSO | SERC South |  | 01 | 053 | Escambia | 31.077 | -87.1116 | 19 | 18 | BLQ | BIOMASS |  | 0.22317 | 115.9 | 0.96139 | Yes | Yes | 9127580 | 0.085 | 0.1015 |  | 1281839.1628 | 566963.1967 | 1281839.163 | 566963.197 | 226577.983 | 95169 | 121.955 | 49.842 | 218.41 | 35859.838 | 9636.605 | 3610.697 | 36520.681 | -- | 1.076 | 1.047 | 1.928 | 316.534 | 0.043 | 0.016 | 322.367 | -- | 0.19 | 0.176 | 0.341 | 55.951 | -- | 1.076 | 1.047 | 1.928 | 316.534 | 0.043 | 0.016 | -- | 1201.55 | 491.07 | 2151.867 | 1097959.517 | 94944.053 | 35574.168 | -- | 12629241.48 | 5585970.01 | 12629241.48 | 5585970.01 | EPA/CAMD; EIA | EPA/CAMD; EIA | EIA | EIA | EIA | EIA | n/a | EIA | EIA | 5657.3861 | 0 | 7354.921 | 98627.437 | 0 | 0 | 120595.629 | 0 | 0 | 0 | 0 | 0 | 105982.358 | 120595.629 | 120595.629 | 226577.987 | 0 | 0 | 3.2461 | 43.5291 | 0 | 0 | 53.2248 | 0 | 0 | 0 | 0 | 0 | 46.7752 | 53.2248 | 53.2248 | 100 | 0
6878 | NY | Bayswater Peaking Facility | 55699 | Long Island Power Authority | 11171 | Bayswater Peaking Facility LLC | 1268 | New York Independent System Operator | NYIS | NPCC | NYLI | NPCC Long Island | NYISO | 36 | 081 | Queens | 40.6107 | -73.7622 | 0 |  | NG | GAS |  | 0.4274 | 60.5 | 0.62101 | [6 empty] | 2498205.068 | 1465585.173 | 2498205.068 | 1465585.173 | 226511 | 118397 | 12.769 | 7.837 | 0.774 | 150741.288 | 5276.941 | 527.694 | 150878.488 | -- | 0.113 | 0.132 | 0.007 | 1330.984 | 0.023 | 0.002 | 1332.196 | -- | 0.01 | 0.011 | 0.001 | 120.68 | -- | 0.113 | 0.132 | 0.007 | 1330.984 | 0.023 | 0.002 | -- | 12.769 | 7.837 | 0.774 | 150741.288 | 5276.941 | 527.694 | -- | 2498205.068 | 1465585.173 | 2498205.068 | 1465585.173 | EPA/CAMD | EPA/CAMD | EPA/CAMD | EPA/CAMD | EIA | EIA | n/a | EPA/CAMD | EPA/CAMD | 11029.0673 | 0 | 0 | 226511 | 0 | 0 | 0 | 0 | 0 | 0 | 0 | 0 | 226511 | 0 | 0 | 226511 | 0 | 0 | 0 | 100 | 0 | 0 | 0 | 0 | 0 | 0 | 0 | 0 | 100 | 0 | 0 | 100 | 0
1331 | CA | OLS Energy Chino | 50850 | Southern California Edison Co | 17609 | OLS Energy-Chino | 14265 | California Independent System Operator | CISO | WECC | CAMX | WECC California | CAISO | 06 | 071 | San Bernardino | 33.9896 | -117.6809 | 0 |  | NG | GAS |  | 0.83757 | 30.8 | 0 |  | Yes | 369634.4 | 2.087 | 0.7356 |  | 1481096.347 | 0 | 1481096.347 | 0 | 225984 | 106020.076 | 229.405 | 107.625 | 2.366 | 86561.978 | 3265.262 | 326.526 | 86646.875 | -- | 2.03 | 2.03 | 0.021 | 766.089 | 0.014 | 0.001 | 766.841 | -- | 0.31 |  | 0.003 | 116.889 | -- | 2.03 | 2.03 | 0.021 | 766.089 | 0.014 | 0.001 | -- | 311.861 | 146.309 | 3.217 | 117675.333 | 4438.91 | 443.891 | -- | 2013453.356 | 0 | 2013453.356 | 0 | EIA | EIA | EIA | EIA | EIA | EIA | n/a | EPA/CAMD; EIA | EPA/CAMD; EIA | 6553.9877 | 0 | 0 | 225984 | 0 | 0 | 0 | 0 | 0 | 0 | 0 | 0 | 225984 | 0 | 0 | 225984 | 0 | 0 | 0 | 100 | 0 | 0 | 0 | 0 | 0 | 0 | 0 | 0 | 100 | 0 | 0 | 100 | 0
7909 | PA | Lancaster County Resource Recovery | 50859 | Metropolitan Edison Co | 12390 | Covanta Lancaster Inc | 4447 | PJM Interconnection, LLC | PJM | RFC | RFCE | RFC East | PJM | 42 | 071 | Lancaster | 40.0711 | -76.6436 | 3 | 3 | MSW | BIOMASS |  | 0.72131 | 35.7 | 0.13115 | Yes | [5 empty] | 4229401.589 | 1796979.294 | 4229401.589 | 1796979.294 | 225576 | 97236 | 543.412 | 230.612 | 34.431 | 207376.946 | 297768.021 | 39086.371 | 216561.898 | -- | 4.818 | 4.743 | 0.305 | 1838.644 | 1.32 | 0.173 | 1920.079 | -- | 0.257 | 0.257 | 0.016 | 98.064 | -- | 4.818 | 4.743 | 0.305 | 1838.644 | 1.32 | 0.173 | -- | 543.412 | 230.612 | 34.431 | 422547.858 | 297768.021 | 39086.371 | -- | 4229401.589 | 1796979.294 | 4229401.589 | 1796979.294 | EIA | EIA | EIA | EIA | EIA | EIA | n/a | EIA | EIA | 18749.3422 | 0 | 0 | 506.688 | 0 | 0 | 225069.31 | 0 | 0 | 0 | 0 | 0 | 506.688 | 225069.31 | 225069.31 | 225575.998 | 0 | 0 | 0 | 0.22462 | 0 | 0 | 99.7754 | 0 | 0 | 0 | 0 | 0 | 0.22462 | 99.7754 | 99.7754 | 100 | 0
2917 | IA | O'Brien Wind | 60326 | MidAmerican Energy Co | 12341 | MidAmerican Energy Co | 12341 | Midcontinent Independent Transmission System Operator, Inc.. | MISO | MRO | MROW | MRO West | MISO | 19 | 141 | O'Brien | 43.2004 | -95.6243 | 0 |  | WND | WIND |  | 0.05489 | 467.8 | [9 empty] | 2076489 | 77420.001 | 224923 | 8386 |  |  |  | 0 | 0 | 0 | 0 | -- |  |  |  | 0 | 0 | 0 | 0 | -- |  |  |  |  | -- | [6 empty] | -- |  |  |  | 0 | 0 | 0 | -- | 0 | 0 | 2076489 | 77420.001 |  |  |  | EIA | EIA | EIA | n/a | EIA | EIA |  | 0 | 0 | 0 | 0 | 0 | 0 | 224923 | 0 | 0 | 0 | 0 | 0 | 224923 | 224923 | 0 | 224923 | 0 | 0 | 0 | 0 | 0 | 0 | 100 | 0 | 0 | 0 | 0 | 0 | 100 | 100 | 0 | 100
4894 | MN | Lake Benton I | 55208 | Northern States Power Co - Minnesota | 13781 | Allete Clean Energy | 59496 | Midcontinent Independent Transmission System Operator, Inc.. | MISO | MRO | MROW | MRO West | MISO | 27 | 081 | Lincoln | 44.2917 | -96.375 | 0 |  | WND | WIND |  | 0.23915 | 107.2 | [9 empty] | 2073295 | 590654 | 224577 | 63979 |  |  |  | 0 | 0 | 0 | 0 | -- |  |  |  | 0 | 0 | 0 | 0 | -- |  |  |  |  | -- | [6 empty] | -- |  |  |  | 0 | 0 | 0 | -- | 0 | 0 | 2073295 | 590654 |  |  |  | EIA | EIA | EIA | n/a | EIA | EIA |  | 0 | 0 | 0 | 0 | 0 | 0 | 224577 | 0 | 0 | 0 | 0 | 0 | 224577 | 224577 | 0 | 224577 | 0 | 0 | 0 | 0 | 0 | 0 | 100 | 0 | 0 | 0 | 0 | 0 | 100 | 100 | 0 | 100
7763 | OR | Star Point Wind Project LLC | 57096 | Bonneville Power Administration | 1738 | Avangrid Renewables LLC | 15399 | Bonneville Power Administration | BPAT | WECC | NWPP | WECC Northwest |  | 41 | 055 | Sherman | 45.51 | -120.48 | 0 |  | WND | WIND |  | 0.25939 | 98.7 | [9 empty] | 2070461 | 1100048 | 224270 | 119156 |  |  |  | 0 | 0 | 0 | 0 | -- |  |  |  | 0 | 0 | 0 | 0 | -- |  |  |  |  | -- | [6 empty] | -- |  |  |  | 0 | 0 | 0 | -- | 0 | 0 | 2070461 | 1100048 |  |  |  | EIA | EIA | EIA | n/a | EIA | EIA |  | 0 | 0 | 0 | 0 | 0 | 0 | 224270 | 0 | 0 | 0 | 0 | 0 | 224270 | 224270 | 0 | 224270 | 0 | 0 | 0 | 0 | 0 | 0 | 100 | 0 | 0 | 0 | 0 | 0 | 100 | 100 | 0 | 100
6089 | NC | Weyerhaeuser - New Bern | 50188 | Duke Energy Progress - (NC) | 3046 | International Paper Co. - New Bern Mill | 20511 | Progress Energy Carolinas - EAST | CPLE | SERC | SRVC | SERC Virginia/Carolina |  | 37 | 049 | Craven | 35.212 | -77.1144 | 6 | 2 | BLQ | BIOMASS |  | 0.37739 | 67.8 | 0.70435 | Yes | Yes | 6390620.8 | 0.12 | 0.13764 |  | 1877910.7879 | 794175.275 | 1877910.788 | 794175.275 | 224143.75 | 91196 |  | 31.045 | 346.037 | 45362.509 | 8088.987 | 5226.15 | 46257.497 | -- |  | 0.681 | 3.088 | 404.763 | 0.036 | 0.023 | 412.748 | -- |  | 0.078 | 0.369 | 48.312 | -- |  | 0.681 | 3.088 | 404.763 | 0.036 | 0.023 | -- |  | 225.551 | 2514.06 | 1229092.066 | 58768.858 | 37969.51 | -- | 13643572.219 | 5769916.116 | 13643572.219 | 5769916.116 |  | EPA/CAMD | EIA | EIA | EIA | EIA | n/a | EPA/CAMD; EIA | EPA/CAMD; EIA | 8378.1536 | 0 | 21.973 | 23853.94 | 0 | 0 | 200267.84 | 0 | 0 | 0 | 0 | 0 | 23875.913 | 200267.84 | 200267.84 | 224143.753 | 0 | 0 | 0.0098031 | 10.6423 | 0 | 0 | 89.3479 | 0 | 0 | 0 | 0 | 0 | 10.6521 | 89.3479 | 89.3479 | 100 | 0
820 | CA | Don Pedro | 439 | Turlock Irrigation District | 19281 | Turlock Irrigation District | 19281 | Turlock Irrigation District | TIDC | WECC | CAMX | WECC California |  | 06 | 109 | Tuolumne | 37.696 | -120.4202 | 0 |  | WAT | HYDRO |  | 0.14976 | 170.8 | [9 empty] | 2068614 | 1562487.999 | 224070.001 | 169247 |  |  |  | 0 | 0 | 0 | 0 | -- |  |  |  | 0 | 0 | 0 | 0 | -- |  |  |  |  | -- | [6 empty] | -- |  |  |  | 0 | 0 | 0 | -- | 0 | 0 | 2068614 | 1562487.999 |  |  |  | EIA | EIA | EIA | n/a | EIA | EIA |  | 0 | 0 | 0 | 0 | 224070 | 0 | 0 | 0 | 0 | 0 | 0 | 0 | 224070 | 0 | 0 | 224070 | 0 | 0 | 0 | 0 | 100 | 0 | 0 | 0 | 0 | 0 | 0 | 0 | 100 | 0 | 0 | 100
9279 | WA | Goodnoe Hills | 56666 | PacifiCorp | 14354 | PacifiCorp | 14354 | PacifiCorp - West | PACW | WECC | NWPP | WECC Northwest |  | 53 | 039 | Klickitat | 45.7818 | -120.5212 | 0 |  | WND | WIND |  | 0.27191 | 94 | [9 empty] | 2067035 | 1000333 | 223899 | 108355 |  |  |  | 0 | 0 | 0 | 0 | -- |  |  |  | 0 | 0 | 0 | 0 | -- |  |  |  |  | -- | [6 empty] | -- |  |  |  | 0 | 0 | 0 | -- | 0 | 0 | 2067035 | 1000333 |  |  |  | EIA | EIA | EIA | n/a | EIA | EIA |  | 0 | 0 | 0 | 0 | 0 | 0 | 223899 | 0 | 0 | 0 | 0 | 0 | 223899 | 223899 | 0 | 223899 | 0 | 0 | 0 | 0 | 0 | 0 | 100 | 0 | 0 | 0 | 0 | 0 | 100 | 100 | 0 | 100
237 | AR | Blakely Mountain | 197 | Entergy Arkansas Inc | 814 | USCE -Vickburg District | 19406 | Midcontinent Independent Transmission System Operator, Inc.. | MISO | SERC | SRMV | SERC Mississippi Valley | MISO | 05 | 051 | Garland | 34.571 | -93.1944 | 0 |  | WAT | HYDRO |  | 0.34067 | 75 | [9 empty] | 2066299 | 788781 | 223819 | 85440 |  |  |  | 0 | 0 | 0 | 0 | -- |  |  |  | 0 | 0 | 0 | 0 | -- |  |  |  |  | -- | [6 empty] | -- |  |  |  | 0 | 0 | 0 | -- | 0 | 0 | 2066299 | 788781 |  |  |  | EIA | EIA | EIA | n/a | EIA | EIA |  | 0 | 0 | 0 | 0 | 223819 | 0 | 0 | 0 | 0 | 0 | 0 | 0 | 223819 | 0 | 0 | 223819 | 0 | 0 | 0 | 0 | 100 | 0 | 0 | 0 | 0 | 0 | 0 | 0 | 100 | 0 | 0 | 100
3784 | KY | Smith Generating Facility | 54 | East Kentucky Power Coop, Inc | 5580 | East Kentucky Power Coop, Inc | 5580 | PJM Interconnection, LLC | PJM | SERC | SRTV | SERC Tennessee Valley | PJM | 21 | 049 | Clark | 37.8833 | -84.1017 | 1 |  | NG | GAS |  | 0.01533 | 1663.4 | 1 | [6 empty] | 2794565.084 | 1466193.059 | 2794565.084 | 1466193.059 | 223423 | 115636.999 | 47.862 | 22.701 | 1.004 | 166247.933 | 6377.138 | 643.483 | 166414.633 | -- | 0.428 | 0.393 | 0.009 | 1488.19 | 0.029 | 0.003 | 1489.682 | -- | 0.034 | 0.031 | 0.001 | 118.979 | -- | 0.428 | 0.393 | 0.009 | 1488.19 | 0.029 | 0.003 | -- | 47.862 | 22.701 | 1.004 | 166247.933 | 6377.138 | 643.483 | -- | 2794565.084 | 1466193.059 | 2794565.084 | 1466193.059 | EPA/CAMD | EPA/CAMD | EPA/CAMD | EPA/CAMD | EIA | EIA | n/a | EPA/CAMD | EPA/CAMD | 12507.9561 | 0 | 656.96 | 222766.04 | 0 | 0 | 0 | 0 | 0 | 0 | 0 | 0 | 223423 | 0 | 0 | 223423 | 0 | 0 | 0.29404 | 99.706 | 0 | 0 | 0 | 0 | 0 | 0 | 0 | 0 | 100 | 0 | 0 | 100 | 0
4319 | MD | Luke Paper Company | 50282 | The Potomac Edison Company | 15263 | Verso Luke LLC | 50097 | PJM Interconnection, LLC | PJM | RFC | RFCW | RFC West | PJM | 24 | 001 | Allegany | 39.4736 | -79.0569 | 5 | 2 | BLQ | BIOMASS | Yes | 0.39117 | 65 | 0.68138 | Yes | Yes | 10682553.6 | 0.071 | 0.08666 |  | 1081918.9442 | 433889.4809 | 1081918.944 | 433889.481 | 222734 | 94541 | 83.075 | 28.339 | 991.659 | 50318.314 | 15997.821 | 4599.727 | 51199.248 | -- | 0.746 | 0.599 | 8.904 | 451.824 | 0.072 | 0.021 | 459.734 | -- | 0.154 | 0.131 | 1.833 | 93.017 | -- | 0.746 | 0.599 | 8.904 | 451.824 | 0.072 | 0.021 | -- | 958.636 | 327.009 | 11443.099 | 1389906.839 | 184604.344 | 53077.822 | -- | 12484633.808 | 5006799.549 | 12484633.808 | 5006799.549 | EPA/CAMD | EPA/CAMD | EIA | EPA/CAMD; EIA | EIA | EIA | n/a | EPA/CAMD; EIA | EPA/CAMD; EIA | 4857.4486 | 74779.001 | 1937.194 | 33739.924 | 0 | 0 | 112277.88 | 0 | 0 | 0 | 0 | 0 | 110456.119 | 112277.88 | 112277.88 | 222733.999 | 0 | 33.5732 | 0.86973 | 15.1481 | 0 | 0 | 50.409 | 0 | 0 | 0 | 0 | 0 | 49.591 | 50.409 | 50.409 | 100 | 0
2072 | CO | Nucla | 527 | Tri-State G & T Assn, Inc | 30151 | Tri-State G & T Assn, Inc | 30151 | Western Area Power Administration - Rocky Mountain Region | WACM | WECC | RMPA | WECC Rockies |  | 08 | 085 | Montrose | 38.2383 | -108.5069 | 4 | 4 | BIT | COAL | Yes | 0.22342 | 113.8 | 0.96096 | [6 empty] | 3303629.018 | 2006693.131 | 3303629.018 | 2006693.131 | 222726 | 133925 | 498.649 | 283.341 | 439.544 | 338683.595 | 68275.293 | 9915.689 | 340937.417 | -- | 4.478 | 4.231 | 3.947 | 3041.258 | 0.307 | 0.045 | 3061.496 | -- | 0.302 | 0.282 | 0.266 | 205.037 | -- | 4.478 | 4.231 | 3.947 | 3041.258 | 0.307 | 0.045 | -- | 498.649 | 283.341 | 439.544 | 338683.595 | 68275.293 | 9915.689 | -- | 3303629.018 | 2006693.131 | 3303629.018 | 2006693.131 | EPA/CAMD | EPA/CAMD | EPA/CAMD | EPA/CAMD | EIA | EIA | n/a | EPA/CAMD | EPA/CAMD | 14832.7046 | 222062.55 | 663.453 | 0 | 0 | 0 | 0 | 0 | 0 | 0 | 0 | 0 | 222726.003 | 0 | 0 | 222726.003 | 0 | 99.7021 | 0.29788 | 0 | 0 | 0 | 0 | 0 | 0 | 0 | 0 | 0 | 100 | 0 | 0 | 100 | 0
3749 | KY | DTE Calvert City, LLC | 55308 | Tennessee Valley Authority | 18642 | DTE Calvert City LLC | 57295 | Tennessee Valley Authority | TVA | SERC | SRTV | SERC Tennessee Valley |  | 21 | 157 | Marshall | 37.0483 | -88.3539 | 0 |  | NG | GAS |  | 0.95189 | 26.7 | 0 |  | Yes | 2576220.8 | 0.295 | 0.28227 |  | 1062999.5934 | 459049.6244 | 1062999.593 | 459049.624 | 222640 | 107358 | 109.734 | 20.312 | 0.342 | 62126.511 | 2571.441 | 257.144 | 62193.368 | -- | 0.986 | 0.378 | 0.003 | 558.089 | 0.012 | 0.001 | 558.69 | -- | 0.206 | 0.088 | 0.001 | 116.889 | -- | 0.986 | 0.378 | 0.003 | 558.089 | 0.012 | 0.001 | -- | 388.762 | 71.961 | 1.212 | 220099.132 | 9109.991 | 910.999 | -- | 3765949.285 | 1626301.285 | 3765949.285 | 1626301.285 | EPA/CAMD; EIA | EPA/CAMD | EIA | EIA | EIA | EIA | n/a | EPA/CAMD; EIA | EPA/CAMD | 4774.5152 | 0 | 0 | 222640.32 | 0 | 0 | 0 | 0 | 0 | 0 | 0 | 0 | 222640.32 | 0 | 0 | 222640.32 | 0 | 0 | 0 | 100 | 0 | 0 | 0 | 0 | 0 | 0 | 0 | 0 | 100 | 0 | 0 | 100 | 0
2963 | IA | Storm Lake 1 | 54793 | MidAmerican Energy Co | 12341 | Allete Clean Energy | 59496 | Midcontinent Independent Transmission System Operator, Inc.. | MISO | MRO | MROW | MRO West | MISO | 19 | 021 | Buena Vista | 42.6878 | -95.405 | 0 |  | WND | WIND |  | 0.2228 | 113.9 | [9 empty] | 2052293 | 547171.001 | 222302.001 | 59269 |  |  |  | 0 | 0 | 0 | 0 | -- |  |  |  | 0 | 0 | 0 | 0 | -- |  |  |  |  | -- | [6 empty] | -- |  |  |  | 0 | 0 | 0 | -- | 0 | 0 | 2052293 | 547171.001 |  |  |  | EIA | EIA | EIA | n/a | EIA | EIA |  | 0 | 0 | 0 | 0 | 0 | 0 | 222302 | 0 | 0 | 0 | 0 | 0 | 222302 | 222302 | 0 | 222302 | 0 | 0 | 0 | 0 | 0 | 0 | 100 | 0 | 0 | 0 | 0 | 0 | 100 | 100 | 0 | 100
7258 | NY | Ticonderoga Mill | 54099 | Niagara Mohawk Power Corp. | 13573 | IPC-Ticonderoga | 9350 | New York Independent System Operator | NYIS | NPCC | NYUP | NPCC Upstate NY | NYISO | 36 | 031 | Essex | 43.8914 | -73.397 | 2 |  | RFO | OIL |  | 0.60251 | 42.1 | 0.32915 | Yes | Yes | 2292983.2 | 0.331 | 0.30603 |  | 1104012.8998 | 341059.5736 | 1104012.9 | 341059.574 | 222204.38 | 76823 | 105.075 | 30.168 | 81.415 | 24639.962 | 9284.28 | 3306.647 | 25249.978 | -- | 0.946 | 0.785 | 0.733 | 221.777 | 0.042 | 0.015 | 227.268 | -- | 0.19 | 0.177 | 0.147 | 44.637 | -- | 0.946 | 0.785 | 0.733 | 221.777 | 0.042 | 0.015 | -- | 343.347 | 98.577 | 266.036 | 294328.032 | 30337.642 | 10804.916 | -- | 3607511.659 | 1114458.344 | 3607511.659 | 1114458.344 | EPA/CAMD | EPA/CAMD | EIA | EIA | EIA | EIA | n/a | EPA/CAMD | EPA/CAMD | 4968.4569 | 0 | 29809.422 | 88361.026 | 0 | 0 | 104033.936 | 0 | 0 | 0 | 0 | 0 | 118170.448 | 104033.936 | 104033.936 | 222204.384 | 0 | 0 | 13.4153 | 39.7657 | 0 | 0 | 46.819 | 0 | 0 | 0 | 0 | 0 | 53.181 | 46.819 | 46.819 | 100 | 0
395 | AZ | Perrin Ranch Wind LLC | 58155 | Arizona Public Service Co | 803 | Perrin Ranch Wind LLC | 58132 | Arizona Public Service Company | AZPS | WECC | AZNM | WECC Southwest |  | 04 | 005 | Coconino | 35.4156 | -112.2711 | 0 |  | WND | WIND |  | 0.25565 | 99.2 | [9 empty] | 2051001 | 790731 | 222162 | 85651 |  |  |  | 0 | 0 | 0 | 0 | -- |  |  |  | 0 | 0 | 0 | 0 | -- |  |  |  |  | -- | [6 empty] | -- |  |  |  | 0 | 0 | 0 | -- | 0 | 0 | 2051001 | 790731 |  |  |  | EIA | EIA | EIA | n/a | EIA | EIA |  | 0 | 0 | 0 | 0 | 0 | 0 | 222162 | 0 | 0 | 0 | 0 | 0 | 222162 | 222162 | 0 | 222162 | 0 | 0 | 0 | 0 | 0 | 0 | 100 | 0 | 0 | 0 | 0 | 0 | 100 | 100 | 0 | 100
7525 | OK | Fort Gibson | 3003 | Southwestern Power Administration | 17716 | USCE-Tulsa District | 27470 | Southwestern Power Administration | SPA | SPP | SPSO | SPP South | SPP | 40 | 021 | Cherokee | 35.8693 | -95.2269 | 0 |  | WAT | HYDRO |  | 0.56596 | 44.8 | [9 empty] | 2050529 | 1010650 | 222111 | 109472 |  |  |  | 0 | 0 | 0 | 0 | -- |  |  |  | 0 | 0 | 0 | 0 | -- |  |  |  |  | -- | [6 empty] | -- |  |  |  | 0 | 0 | 0 | -- | 0 | 0 | 2050529 | 1010650 |  |  |  | EIA | EIA | EIA | n/a | EIA | EIA |  | 0 | 0 | 0 | 0 | 222111 | 0 | 0 | 0 | 0 | 0 | 0 | 0 | 222111 | 0 | 0 | 222111 | 0 | 0 | 0 | 0 | 100 | 0 | 0 | 0 | 0 | 0 | 0 | 0 | 100 | 0 | 0 | 100
4868 | MN | Hoot Lake | 1943 | Otter Tail Power Co | 14232 | Otter Tail Power Co | 14232 | Midcontinent Independent Transmission System Operator, Inc.. | MISO | MRO | MROW | MRO West | MISO | 27 | 111 | Otter Tail | 46.2906 | -96.0433 | 3 | 2 | SUB | COAL | Yes | 0.18345 | 138.2 | 1 | [6 empty] | 2617795.1 | 272268.375 | 2671479.1 | 294485.375 | 222095 | 23914 | 331.187 | 37.538 | 940.535 | 274550 | 60312.351 | 8778.097 | 276543.885 | -- | 2.982 | 3.139 | 8.47 | 2472.365 | 0.272 | 0.04 | 2490.321 | -- | 0.253 | 0.276 | 0.719 | 209.757 | -- | 3.063 | 3.224 | 8.697 | 2538.839 | 0.279 | 0.041 | -- | 331.187 | 37.538 | 940.535 | 274550 | 60312.351 | 8778.097 | -- | 2617795.1 | 272268.375 | 2671479.1 | 294485.375 | EPA/CAMD | EPA/CAMD | EPA/CAMD | EPA/CAMD; EIA | EIA | EIA | n/a | EPA/CAMD; EIA | EPA/CAMD; EIA | 12103.7319 | 215064.09 | 1215.907 | 0 | 0 | 5815 | 0 | 0 | 0 | 0 | 0 | 0 | 216279.997 | 5815 | 0 | 216279.997 | 5815 | 96.8343 | 0.54747 | 0 | 0 | 2.6182 | 0 | 0 | 0 | 0 | 0 | 0 | 97.3818 | 2.6182 | 0 | 97.3818 | 2.6182
8048 | PA | York County Resource Recovery | 50215 | Metropolitan Edison Co | 12390 | York County Solid W & R Auth | 21128 | PJM Interconnection, LLC | PJM | RFC | RFCE | RFC East | PJM | 42 | 133 | York | 40.0017 | -76.7183 | 3 | 3 | MSW | BIOMASS |  | 0.69158 | 36.5 | 0.1807 | Yes | [5 empty] | 4359624.432 | 1763567.862 | 4359624.432 | 1763567.862 | 221125 | 90543 | 553.21 | 162.574 | 354.945 | 219261.908 | 266465.339 | 34932.145 | 227474.277 | -- | 5.004 | 3.591 | 3.21 | 1983.149 | 1.205 | 0.158 | 2057.427 | -- | 0.254 | 0.184 | 0.163 | 100.588 | -- | 5.004 | 3.591 | 3.21 | 1983.149 | 1.205 | 0.158 | -- | 553.21 | 162.574 | 354.945 | 410895.921 | 266465.339 | 34932.145 | -- | 4359624.432 | 1763567.862 | 4359624.432 | 1763567.862 | EIA | EIA | EIA | EIA | EIA | EIA | n/a | EIA | EIA | 19715.656 | 0 | 0 | 29185.578 | 0 | 0 | 191939.422 | 0 | 0 | 0 | 0 | 0 | 29185.578 | 191939.422 | 191939.422 | 221125 | 0 | 0 | 0 | 13.1987 | 0 | 0 | 86.8013 | 0 | 0 | 0 | 0 | 0 | 13.1987 | 86.8013 | 86.8013 | 100 | 0
4491 | MI | Beebe Renewable Energy LLC | 58020 | Michigan Electric Transmission Company | 56163 | Beebe Renewable Energy, LLC | 57397 | Midcontinent Independent Transmission System Operator, Inc.. | MISO | RFC | RFCM | RFC Michigan | MISO | 26 | 057 | Gratiot | 43.2569 | -84.4997 | 0 |  | WND | WIND |  | 0.30794 | 81.6 | [9 empty] | 2032149 | 616531 | 220120 | 66782 |  |  |  | 0 | 0 | 0 | 0 | -- |  |  |  | 0 | 0 | 0 | 0 | -- |  |  |  |  | -- | [6 empty] | -- |  |  |  | 0 | 0 | 0 | -- | 0 | 0 | 2032149 | 616531 |  |  |  | EIA | EIA | EIA | n/a | EIA | EIA |  | 0 | 0 | 0 | 0 | 0 | 0 | 220120 | 0 | 0 | 0 | 0 | 0 | 220120 | 220120 | 0 | 220120 | 0 | 0 | 0 | 0 | 0 | 0 | 100 | 0 | 0 | 0 | 0 | 0 | 100 | 100 | 0 | 100
407 | AZ | Red Horse 2 | 58833 | Tucson Electric Power Co | 24211 | Red Horse 2 | 59146 | Tucson Electric Power Company | TEPC | WECC | AZNM | WECC Southwest |  | 04 | 003 | Cochise | 32.2861 | -110.0881 | 0 |  | SUN | SOLAR |  | 0.3102 | 81 | [9 empty] | 2032037 | 882524 | 220108 | 95594 |  |  |  | 0 | 0 | 0 | 0 | -- |  |  |  | 0 | 0 | 0 | 0 | -- |  |  |  |  | -- | [6 empty] | -- |  |  |  | 0 | 0 | 0 | -- | 0 | 0 | 2032037 | 882524 |  |  |  | EIA | EIA | EIA | n/a | EIA | EIA |  | 0 | 0 | 0 | 0 | 0 | 0 | 65784 | 154324 | 0 | 0 | 0 | 0 | 220108 | 220108 | 0 | 220108 | 0 | 0 | 0 | 0 | 0 | 0 | 29.8871 | 70.1129 | 0 | 0 | 0 | 0 | 100 | 100 | 0 | 100
9662 | WY | General Chemical | 54318 | PacifiCorp | 14354 | Tata Chemicals Partners | 7067 | PacifiCorp - East | PACE | WECC | NWPP | WECC Northwest |  | 56 | 037 | Sweetwater | 41.5933 | -109.7542 | 6 | 6 | BIT | COAL | Yes | 0.83522 | 30 | 0 |  | Yes | 8936648 | 0.084 | 0.10053 |  | 1227947.8775 | 514927.6336 | 1227947.878 | 514927.634 | 219497 | 89884 | 121.973 | 53.535 | 408.343 | 117155.143 | 24759.411 | 3605.191 | 117973.921 | -- | 1.111 | 1.191 | 3.721 | 1067.487 | 0.113 | 0.016 | 1074.948 | -- | 0.199 | 0.208 | 0.665 | 190.815 | -- | 1.111 | 1.191 | 3.721 | 1067.487 | 0.113 | 0.016 | -- | 1213.252 | 532.507 | 4061.732 | 1165326.76 | 246278.598 | 35860.36 | -- | 12214235.663 | 5121917.291 | 12214235.663 | 5121917.291 | EIA | EIA | EIA | EIA | EIA | EIA | n/a | EIA | EIA | 5594.3721 | 176824.94 | 10654.344 | 32017.712 | 0 | 0 | 0 | 0 | 0 | 0 | 0 | 0 | 219496.996 | 0 | 0 | 219496.996 | 0 | 80.5592 | 4.854 | 14.5869 | 0 | 0 | 0 | 0 | 0 | 0 | 0 | 0 | 100 | 0 | 0 | 100 | 0
180 | AL | Georgia-Pacific Consr Prods LP-Naheola | 10699 | Alabama Power Co | 195 | Georgia-Pacific Consr Prods LP-Naheola | 7136 | Southern Company Services, Inc. - Trans | SOCO | SERC | SRSO | SERC South |  | 01 | 023 | Choctaw | 32.2268 | -88.0252 | 13 | 9 | BLQ | BIOMASS | Yes | 0.31943 | 78.4 | 0.80096 | Yes | Yes | 11816592 | 0.063 | 0.077902 |  | 1310199.8165 | 517052.0415 | 1310199.817 | 517052.042 | 219376 | 82683 | 90.575 | 35.879 | 317.641 | 37639.146 | 13899.189 | 4585.769 | 38495.882 | -- | 0.826 | 0.868 | 2.896 | 343.147 | 0.063 | 0.021 | 350.958 | -- | 0.138 | 0.139 | 0.485 | 57.456 | -- | 0.826 | 0.868 | 2.896 | 343.147 | 0.063 | 0.021 | -- | 1162.672 | 460.565 | 4077.435 | 1600179.813 | 178418.764 | 58865.82 | -- | 16818551.34 | 6637206.17 | 16818551.34 | 6637206.17 | EPA/CAMD; EIA | EPA/CAMD; EIA | EIA | EIA | EIA | EIA | n/a | EIA | EIA | 5972.3936 | 27318.242 | 956.806 | 59390.637 | 0 | 0 | 131710.316 | 0 | 0 | 0 | 0 | 0 | 87665.685 | 131710.316 | 131710.316 | 219376.001 | 0 | 12.4527 | 0.43615 | 27.0725 | 0 | 0 | 60.0386 | 0 | 0 | 0 | 0 | 0 | 39.9614 | 60.0386 | 60.0386 | 100 | 0
7848 | PA | Domtar Paper Company, LLC | 54638 | West Penn Power Company | 20387 | Domtar LLC | 56137 | PJM Interconnection, LLC | PJM | RFC | RFCW | RFC West | PJM | 42 | 047 | Elk | 41.4915 | -78.6758 | 3 |  | BIT | COAL | Yes | 0.4634 | 54 | 0.56099 | Yes | Yes | 4967744.8 | 0.151 | 0.16723 |  | 422360.9577 | 207475.491 | 422360.958 | 207475.491 | 219209 | 95844 | 135.811 | 45.219 | 846.065 | 0 | 14583.275 | 4869.132 | 0 | -- | 1.239 | 0.944 | 7.719 | 0 | 0.067 | 0.022 | 0 | -- | 0.643 | 0.436 | 4.006 | 0 | -- | 1.239 | 0.944 | 7.719 | 0 | 0.067 | 0.022 | -- | 812.143 | 270.407 | 5059.434 | 260035.759 | 87207.403 | 29117.217 | -- | 2525701.716 | 1240695.178 | 2525701.716 | 1240695.178 | EPA/CAMD; EIA | EPA/CAMD | EIA | EIA | EIA | EIA | n/a | EPA/CAMD; EIA | EPA/CAMD | 1926.7501 | 66744.302 | 2532.681 | 19068.178 | 0 | 0 | 130863.84 | 0 | 0 | 0 | 0 | 0 | 88345.161 | 130863.84 | 130863.84 | 219209.001 | 0 | 30.4478 | 1.1554 | 8.6986 | 0 | 0 | 59.6982 | 0 | 0 | 0 | 0 | 0 | 40.3018 | 59.6982 | 59.6982 | 100 | 0
2814 | IA | Crystal Lake 3 LLC | 57468 | ITC Midwest LLC | 56161 | Crystal Lake 3 LLC | 56786 | Midcontinent Independent Transmission System Operator, Inc.. | MISO | MRO | MROW | MRO West | MISO | 19 | 189 | Winnebago | 43.3192 | -93.8836 | 0 |  | WND | WIND |  | 0.37747 | 66 | [9 empty] | 2014791 | 638919 | 218240 | 69207 |  |  |  | 0 | 0 | 0 | 0 | -- |  |  |  | 0 | 0 | 0 | 0 | -- |  |  |  |  | -- | [6 empty] | -- |  |  |  | 0 | 0 | 0 | -- | 0 | 0 | 2014791 | 638919 |  |  |  | EIA | EIA | EIA | n/a | EIA | EIA |  | 0 | 0 | 0 | 0 | 0 | 0 | 218240 | 0 | 0 | 0 | 0 | 0 | 218240 | 218240 | 0 | 218240 | 0 | 0 | 0 | 0 | 0 | 0 | 100 | 0 | 0 | 0 | 0 | 0 | 100 | 100 | 0 | 100
2340 | FL | Fernandina Plant | 10562 | JEA | 9617 | Rayonier Advanced Materials | 15726 | JEA | JEA | FRCC | FRCC | FRCC All |  | 12 | 089 | Nassau | 30.6612 | -81.473 | 12 | 6 | WDL | BIOMASS |  | 0.45641 | 54.5 | 0.57264 | Yes | Yes | 4580017.6 | 0.162 | 0.17797 |  | 1289172.2992 | 512588.0141 | 1289172.299 | 512588.014 | 217900.92 | 86570 | 40.101 | 15.857 | 17.088 | 4259.742 | 88043.542 | 11672.162 | 6993.384 | -- | 0.368 | 0.366 | 0.157 | 39.098 | 0.404 | 0.054 | 64.189 | -- | 0.062 | 0.062 | 0.027 | 6.608 | -- | 0.368 | 0.366 | 0.157 | 39.098 | 0.404 | 0.054 | -- | 225.323 | 89.099 | 96.017 | 793420.122 | 494702.706 | 65584.029 | -- | 7243654.8 | 2880150.8 | 7243654.8 | 2880150.8 | EIA | EIA | EIA | EIA | EIA | EIA | n/a | EIA | EIA | 5916.3235 | 0 | 6060.656 | 0 | 0 | 0 | 209650.852 | 0 | 0 | 0 | 2189.407 | 0 | 8250.063 | 209650.852 | 209650.852 | 217900.915 | 0 | 0 | 2.7814 | 0 | 0 | 0 | 96.2138 | 0 | 0 | 0 | 1.0048 | 0 | 3.7862 | 96.2138 | 96.2138 | 100 | 0
6136 | ND | Ashtabula Wind III LLC | 57387 | Minnkota Power Coop, Inc | 12658 | Ashtabula Wind III LLC | 56727 | Midcontinent Independent Transmission System Operator, Inc.. | MISO | MRO | MROW | MRO West | MISO | 38 | 003 | Barnes | 47.1242 | -97.8956 | 0 |  | WND | WIND |  | 0.39729 | 62.4 | [9 empty] | 2004896 | 684682 | 217168 | 74164 |  |  |  | 0 | 0 | 0 | 0 | -- |  |  |  | 0 | 0 | 0 | 0 | -- |  |  |  |  | -- | [6 empty] | -- |  |  |  | 0 | 0 | 0 | -- | 0 | 0 | 2004896 | 684682 |  |  |  | EIA | EIA | EIA | n/a | EIA | EIA |  | 0 | 0 | 0 | 0 | 0 | 0 | 217168 | 0 | 0 | 0 | 0 | 0 | 217168 | 217168 | 0 | 217168 | 0 | 0 | 0 | 0 | 0 | 0 | 100 | 0 | 0 | 0 | 0 | 0 | 100 | 100 | 0 | 100
9453 | WI | Georgia-Pacific Corp - Nekoosa Mill | 50395 | Wisconsin Power & Light Co | 20856 | Domtar Industries Inc | 5033 | Midcontinent Independent Transmission System Operator, Inc.. | MISO | MRO | MROE | MRO East | MISO | 55 | 141 | Wood | 44.3142 | -89.8964 | 5 | 5 | BLQ | BIOMASS |  | 0.63458 | 39 | 0.2757 | Yes | Yes | 1449398.4 | 0.511 | 0.405 |  | 1064183.0215 | 466938.6315 | 1171038.987 | 512361.559 | 216797 | 88449.002 | 23.24 | 10.534 | 178.921 | 30350.821 | 4947.01 | 2649.238 | 30813.397 | -- | 0.214 | 0.238 | 1.651 | 279.993 | 0.023 | 0.012 | 284.26 | -- | 0.044 | 0.045 | 0.336 | 57.041 | -- | 0.247 | 0.274 | 1.901 | 322.507 | 0.026 | 0.014 | -- | 57.383 | 26.01 | 441.779 | 224051.519 | 12214.797 | 6541.307 | -- | 2627603.55 | 1152931.01 | 2891444.551 | 1265086.01 | EPA/CAMD; EIA | EPA/CAMD; EIA | EIA | EIA | EIA | EIA | n/a | EPA/CAMD; EIA | EPA/CAMD; EIA | 5653.9918 | 0 | 0 | 92067.438 | 0 | 28579 | 96150.562 | 0 | 0 | 0 | 0 | 0 | 92067.438 | 124729.562 | 96150.562 | 188218 | 28579 | 0 | 0 | 42.4671 | 0 | 13.1824 | 44.3505 | 0 | 0 | 0 | 0 | 0 | 42.4671 | 57.5329 | 44.3505 | 86.8176 | 13.1824
7916 | PA | Locust Ridge II LLC | 56770 | PPL Electric Utilities Corp | 14715 | Avangrid Renewables LLC | 15399 | PJM Interconnection, LLC | PJM | RFC | RFCE | RFC East | PJM | 42 | 107 | Schuylkill | 40.8411 | -76.1547 | 0 |  | WND | WIND |  | 0.24252 | 102 | [9 empty] | 2000537 | 471303 | 216696 | 51051 |  |  |  | 0 | 0 | 0 | 0 | -- |  |  |  | 0 | 0 | 0 | 0 | -- |  |  |  |  | -- | [6 empty] | -- |  |  |  | 0 | 0 | 0 | -- | 0 | 0 | 2000537 | 471303 |  |  |  | EIA | EIA | EIA | n/a | EIA | EIA |  | 0 | 0 | 0 | 0 | 0 | 0 | 216696 | 0 | 0 | 0 | 0 | 0 | 216696 | 216696 | 0 | 216696 | 0 | 0 | 0 | 0 | 0 | 0 | 100 | 0 | 0 | 0 | 0 | 0 | 100 | 100 | 0 | 100
6230 | NE | Flat Water Wind Farm LLC | 57283 | Omaha Public Power District | 14127 | Flat Water Wind Farm LLC | 56625 | Southwest Power Pool | SWPP | SPP | MROW | MRO West |  | 31 | 147 | Richardson | 40.0011 | -95.9289 | 0 |  | WND | WIND |  | 0.35085 | 70.5 | [9 empty] | 2000389 | 691717 | 216680 | 74926 |  |  |  | 0 | 0 | 0 | 0 | -- |  |  |  | 0 | 0 | 0 | 0 | -- |  |  |  |  | -- | [6 empty] | -- |  |  |  | 0 | 0 | 0 | -- | 0 | 0 | 2000389 | 691717 |  |  |  | EIA | EIA | EIA | n/a | EIA | EIA |  | 0 | 0 | 0 | 0 | 0 | 0 | 216680 | 0 | 0 | 0 | 0 | 0 | 216680 | 216680 | 0 | 216680 | 0 | 0 | 0 | 0 | 0 | 0 | 100 | 0 | 0 | 0 | 0 | 0 | 100 | 100 | 0 | 100
8651 | TX | OCI Alamo 5 LLC | 59205 | South Texas Electric Coop, Inc | 17583 | Consolidated Edison Development Inc. | 56769 | Electric Reliability Council of Texas, Inc. | ERCO | TRE | ERCT | ERCOT All | ERCOT | 48 | 463 | Uvalde | 29.2167 | -99.7161 | 0 |  | SUN | SOLAR |  | 0.24704 | 100 | [9 empty] | 1997907 | 971272 | 216411 | 105207 |  |  |  | 0 | 0 | 0 | 0 | -- |  |  |  | 0 | 0 | 0 | 0 | -- |  |  |  |  | -- | [6 empty] | -- |  |  |  | 0 | 0 | 0 | -- | 0 | 0 | 1997907 | 971272 |  |  |  | EIA | EIA | EIA | n/a | EIA | EIA |  | 0 | 0 | 0 | 0 | 0 | 0 | 0 | 216411 | 0 | 0 | 0 | 0 | 216411 | 216411 | 0 | 216411 | 0 | 0 | 0 | 0 | 0 | 0 | 0 | 100 | 0 | 0 | 0 | 0 | 100 | 100 | 0 | 100
2862 | IA | Ida Grove Wind | 60342 | MidAmerican Energy Co | 12341 | MidAmerican Energy Co | 12341 | Midcontinent Independent Transmission System Operator, Inc.. | MISO | MRO | MROW | MRO West | MISO | 19 | 093 | Ida | 42.3557 | -95.4204 | 0 |  | WND | WIND |  | 0.04965 | 496.6 | [9 empty] | 1994057.001 | 98782 | 215994 | 10700 |  |  |  | 0 | 0 | 0 | 0 | -- |  |  |  | 0 | 0 | 0 | 0 | -- |  |  |  |  | -- | [6 empty] | -- |  |  |  | 0 | 0 | 0 | -- | 0 | 0 | 1994057.001 | 98782 |  |  |  | EIA | EIA | EIA | n/a | EIA | EIA |  | 0 | 0 | 0 | 0 | 0 | 0 | 215994 | 0 | 0 | 0 | 0 | 0 | 215994 | 215994 | 0 | 215994 | 0 | 0 | 0 | 0 | 0 | 0 | 100 | 0 | 0 | 0 | 0 | 0 | 100 | 100 | 0 | 100
7665 | OR | Green Peter | 3080 | Bonneville Power Administration | 1738 | USACE Northwestern Division | 19400 | Bonneville Power Administration | BPAT | WECC | NWPP | WECC Northwest |  | 41 | 043 | Linn | 44.4494 | -122.5494 | 0 |  | WAT | HYDRO |  | 0.30808 | 80 | [9 empty] | 1993188 | 644672 | 215900 | 69830 |  |  |  | 0 | 0 | 0 | 0 | -- |  |  |  | 0 | 0 | 0 | 0 | -- |  |  |  |  | -- | [6 empty] | -- |  |  |  | 0 | 0 | 0 | -- | 0 | 0 | 1993188 | 644672 |  |  |  | EIA | EIA | EIA | n/a | EIA | EIA |  | 0 | 0 | 0 | 0 | 215900 | 0 | 0 | 0 | 0 | 0 | 0 | 0 | 215900 | 0 | 0 | 215900 | 0 | 0 | 0 | 0 | 100 | 0 | 0 | 0 | 0 | 0 | 0 | 0 | 100 | 0 | 0 | 100
8261 | TN | Center Hill | 6417 | Tennessee Valley Authority | 18642 | USCE-Nashville District | 19462 | Tennessee Valley Authority | TVA | SERC | SRTV | SERC Tennessee Valley |  | 47 | 041 | DeKalb | 36.0972 | -85.8274 | 0 |  | WAT | HYDRO |  | 0.1823 | 135 | [9 empty] | 1990335 | 211062 | 215591.001 | 22862.001 |  |  |  | 0 | 0 | 0 | 0 | -- |  |  |  | 0 | 0 | 0 | 0 | -- |  |  |  |  | -- | [6 empty] | -- |  |  |  | 0 | 0 | 0 | -- | 0 | 0 | 1990335 | 211062 |  |  |  | EIA | EIA | EIA | n/a | EIA | EIA |  | 0 | 0 | 0 | 0 | 215591 | 0 | 0 | 0 | 0 | 0 | 0 | 0 | 215591 | 0 | 0 | 215591 | 0 | 0 | 0 | 0 | 100 | 0 | 0 | 0 | 0 | 0 | 0 | 0 | 100 | 0 | 0 | 100
6322 | NH | Granite Reliable Power | 58004 | Public Service Co of NH | 15472 | Granite Reliable Power | 57378 | ISO New England Inc. | ISNE | NPCC | NEWE | NPCC New England | ISONE | 33 | 007 | Coos | 44.7044 | -71.2925 | 0 |  | WND | WIND |  | 0.24845 | 99 | [9 empty] | 1989182 | 669855 | 215466 | 72558 |  |  |  | 0 | 0 | 0 | 0 | -- |  |  |  | 0 | 0 | 0 | 0 | -- |  |  |  |  | -- | [6 empty] | -- |  |  |  | 0 | 0 | 0 | -- | 0 | 0 | 1989182 | 669855 |  |  |  | EIA | EIA | EIA | n/a | EIA | EIA |  | 0 | 0 | 0 | 0 | 0 | 0 | 215466 | 0 | 0 | 0 | 0 | 0 | 215466 | 215466 | 0 | 215466 | 0 | 0 | 0 | 0 | 0 | 0 | 100 | 0 | 0 | 0 | 0 | 0 | 100 | 100 | 0 | 100
7679 | OR | John C Boyle | 3028 | PacifiCorp | 14354 | PacifiCorp | 14354 | PacifiCorp - West | PACW | WECC | NWPP | WECC Northwest |  | 41 | 035 | Klamath | 42.0936 | -122.0703 | 0 |  | WAT | HYDRO |  | 0.24841 | 98.7 | [9 empty] | 1982813 | 641316 | 214776 | 69467 |  |  |  | 0 | 0 | 0 | 0 | -- |  |  |  | 0 | 0 | 0 | 0 | -- |  |  |  |  | -- | [6 empty] | -- |  |  |  | 0 | 0 | 0 | -- | 0 | 0 | 1982813 | 641316 |  |  |  | EIA | EIA | EIA | n/a | EIA | EIA |  | 0 | 0 | 0 | 0 | 214776 | 0 | 0 | 0 | 0 | 0 | 0 | 0 | 214776 | 0 | 0 | 214776 | 0 | 0 | 0 | 0 | 100 | 0 | 0 | 0 | 0 | 0 | 0 | 0 | 100 | 0 | 0 | 100
8930 | UT | Milford Wind Corridor Stage II LLC | 57107 | Los Angeles Department of Water & Power | 11208 | Milford Wind Corridor Stage II LLC | 56409 | Los Angeles Department of Water and Power | LDWP | WECC | CAMX | WECC California |  | 49 | 001 | Beaver | 38.5852 | -112.931 | 0 |  | WND | WIND |  | 0.2399 | 102 | [9 empty] | 1978945 | 912538 | 214357 | 98845 |  |  |  | 0 | 0 | 0 | 0 | -- |  |  |  | 0 | 0 | 0 | 0 | -- |  |  |  |  | -- | [6 empty] | -- |  |  |  | 0 | 0 | 0 | -- | 0 | 0 | 1978945 | 912538 |  |  |  | EIA | EIA | EIA | n/a | EIA | EIA |  | 0 | 0 | 0 | 0 | 0 | 0 | 214357 | 0 | 0 | 0 | 0 | 0 | 214357 | 214357 | 0 | 214357 | 0 | 0 | 0 | 0 | 0 | 0 | 100 | 0 | 0 | 0 | 0 | 0 | 100 | 100 | 0 | 100
6720 | NM | Red Mesa Wind LLC | 57357 | Public Service Co of NM | 15473 | Red Mesa Wind LLC | 56698 | Public Service Company of New Mexico | PNM | WECC | AZNM | WECC Southwest |  | 35 | 043 | Sandoval | 35.2689 | -107.3828 | 0 |  | WND | WIND |  | 0.23857 | 102.4 | [9 empty] | 1975648 | 592012 | 214000 | 64126 |  |  |  | 0 | 0 | 0 | 0 | -- |  |  |  | 0 | 0 | 0 | 0 | -- |  |  |  |  | -- | [6 empty] | -- |  |  |  | 0 | 0 | 0 | -- | 0 | 0 | 1975648 | 592012 |  |  |  | EIA | EIA | EIA | n/a | EIA | EIA |  | 0 | 0 | 0 | 0 | 0 | 0 | 214000 | 0 | 0 | 0 | 0 | 0 | 214000 | 214000 | 0 | 214000 | 0 | 0 | 0 | 0 | 0 | 0 | 100 | 0 | 0 | 0 | 0 | 0 | 100 | 100 | 0 | 100
4543 | MI | Edison Sault | 1751 | American Transmission Co | 659 | Cloverland Electric Co-op | 3828 | Midcontinent Independent Transmission System Operator, Inc.. | MISO | RFC | RFCW | RFC West | MISO | 26 | 033 | Chippewa | 46.4974 | -84.332 | 0 |  | WAT | HYDRO |  | 0.58387 | 41.8 | [9 empty] | 1973748.003 | 434335.022 | 213793.969 | 47047.008 |  |  |  | 0 | 0 | 0 | 0 | -- |  |  |  | 0 | 0 | 0 | 0 | -- |  |  |  |  | -- | [6 empty] | -- |  |  |  | 0 | 0 | 0 | -- | 0 | 0 | 1973748.003 | 434335.022 |  |  |  | EIA | EIA | EIA | n/a | EIA | EIA |  | 0 | 0 | 0 | 0 | 213794 | 0 | 0 | 0 | 0 | 0 | 0 | 0 | 213794 | 0 | 0 | 213794 | 0 | 0 | 0 | 0 | 100 | 0 | 0 | 0 | 0 | 0 | 0 | 0 | 100 | 0 | 0 | 100
3473 | IN | Hoosier Wind Project LLC | 56878 | Indianapolis Power & Light Co | 9273 | EDF Renewable Asset Holdings, Inc. | 57170 | Midcontinent Independent Transmission System Operator, Inc.. | MISO | RFC | RFCW | RFC West | MISO | 18 | 007 | Benton | 40.7178 | -87.2631 | 0 |  | WND | WIND |  | 0.22983 | 106 | [9 empty] | 1970173 | 514740 | 213407 | 55756 |  |  |  | 0 | 0 | 0 | 0 | -- |  |  |  | 0 | 0 | 0 | 0 | -- |  |  |  |  | -- | [6 empty] | -- |  |  |  | 0 | 0 | 0 | -- | 0 | 0 | 1970173 | 514740 |  |  |  | EIA | EIA | EIA | n/a | EIA | EIA |  | 0 | 0 | 0 | 0 | 0 | 0 | 213407 | 0 | 0 | 0 | 0 | 0 | 213407 | 213407 | 0 | 213407 | 0 | 0 | 0 | 0 | 0 | 0 | 100 | 0 | 0 | 0 | 0 | 0 | 100 | 100 | 0 | 100
9611 | WV | Laurel Mountain | 57447 | Monongahela Power Co | 12796 | AES Wind Generation Inc | 19740 | PJM Interconnection, LLC | PJM | RFC | RFCW | RFC West | PJM | 54 | 001 | Barbour | 39.0072 | -79.8866 | 0 |  | WND | WIND |  | 0.18786 | 129.6 | [7 empty] | 0 | 0 | 2034484 | 467425 | 213281 | 47631 |  |  |  | 0 | 0 | 0 | 0 | -- |  |  |  | 0 | 0 | 0 | 0 | -- |  |  |  |  | -- | 0 |  | 0 | 0 | 0 | 0 | -- |  |  |  | 0 | 0 | 0 | -- | 0 | 0 | 2034484 | 467425 |  |  |  | EIA | EIA | EIA | n/a | EIA | EIA |  | 0 | 0 | 0 | 0 | 0 | 0 | 220373 | 0 | 0 | 0 | -7092 | -7092 | 220373 | 220373 | -7092 | 220373 | 0 | 0 | 0 | 0 | 0 | 0 | 100 | 0 | 0 | 0 | 0 | 0 | 100 | 100 | 0 | 100
569 | CA | Big Creek 8 | 321 | Southern California Edison Co | 17609 | Southern California Edison Co | 17609 | California Independent System Operator | CISO | WECC | CAMX | WECC California | CAISO | 06 | 019 | Fresno | 37.2096 | -119.3289 | 0 |  | WAT | HYDRO |  | 0.32385 | 75 | [9 empty] | 1964310 | 1026233 | 212772 | 111160 |  |  |  | 0 | 0 | 0 | 0 | -- |  |  |  | 0 | 0 | 0 | 0 | -- |  |  |  |  | -- | [6 empty] | -- |  |  |  | 0 | 0 | 0 | -- | 0 | 0 | 1964310 | 1026233 |  |  |  | EIA | EIA | EIA | n/a | EIA | EIA |  | 0 | 0 | 0 | 0 | 212772 | 0 | 0 | 0 | 0 | 0 | 0 | 0 | 212772 | 0 | 0 | 212772 | 0 | 0 | 0 | 0 | 100 | 0 | 0 | 0 | 0 | 0 | 0 | 0 | 100 | 0 | 0 | 100
4449 | ME | Rumford Falls Hydro Facility | 10493 | Public Service Co of NH | 15472 | Brookfield Power New England | 50083 | ISO New England Inc. | ISNE | NPCC | NEWE | NPCC New England | ISONE | 23 | 017 | Oxford | 44.5486 | -70.6283 | 0 |  | WAT | HYDRO |  | 0.5458 | 44.5 | [9 empty] | 1964237 | 746444.001 | 212763.999 | 80854 |  |  |  | 0 | 0 | 0 | 0 | -- |  |  |  | 0 | 0 | 0 | 0 | -- |  |  |  |  | -- | [6 empty] | -- |  |  |  | 0 | 0 | 0 | -- | 0 | 0 | 1964237 | 746444.001 |  |  |  | EIA | EIA | EIA | n/a | EIA | EIA |  | 0 | 0 | 0 | 0 | 212764 | 0 | 0 | 0 | 0 | 0 | 0 | 0 | 212764 | 0 | 0 | 212764 | 0 | 0 | 0 | 0 | 100 | 0 | 0 | 0 | 0 | 0 | 0 | 0 | 100 | 0 | 0 | 100
9268 | WA | Encogen Generating Station | 7870 | Puget Sound Energy Inc | 15500 | Puget Sound Energy Inc | 15500 | Puget Sound Energy | PSEI | WECC | NWPP | WECC Northwest |  | 53 | 073 | Whatcom | 48.746 | -122.486 | 1 |  | NG | GAS |  | 0.13766 | 176.4 | 1 | [6 empty] | 1921437.684 | 1353611.817 | 1921437.684 | 1353611.817 | 212717 | 150892 | 27.267 | 19.133 | 1.777 | 114206.202 | 4214.704 | 427.424 | 114316.707 | -- | 0.256 | 0.254 | 0.017 | 1073.785 | 0.02 | 0.002 | 1074.824 | -- | 0.028 | 0.028 | 0.002 | 118.876 | -- | 0.256 | 0.254 | 0.017 | 1073.785 | 0.02 | 0.002 | -- | 27.267 | 19.133 | 1.777 | 114206.202 | 4214.704 | 427.424 | -- | 1921437.684 | 1353611.817 | 1921437.684 | 1353611.817 | EPA/CAMD | EPA/CAMD | EPA/CAMD | EPA/CAMD | EIA | EIA | n/a | EPA/CAMD | EPA/CAMD | 9032.8354 | 0 | 961.346 | 211755.657 | 0 | 0 | 0 | 0 | 0 | 0 | 0 | 0 | 212717.003 | 0 | 0 | 212717.003 | 0 | 0 | 0.45194 | 99.5481 | 0 | 0 | 0 | 0 | 0 | 0 | 0 | 0 | 100 | 0 | 0 | 100 | 0
8249 | SD | Wessington Springs | 56650 | WAPA-- Western Area Power Administration | 27000 | Wessington Wind | 59102 | Southwest Power Pool | SWPP | MRO | MROW | MRO West |  | 46 | 073 | Jerauld | 44.0025 | -98.5908 | 0 |  | WND | WIND |  | 0.47596 | 51 | [9 empty] | 1963093 | 682088 | 212640 | 73883 |  |  |  | 0 | 0 | 0 | 0 | -- |  |  |  | 0 | 0 | 0 | 0 | -- |  |  |  |  | -- | [6 empty] | -- |  |  |  | 0 | 0 | 0 | -- | 0 | 0 | 1963093 | 682088 |  |  |  | EIA | EIA | EIA | n/a | EIA | EIA |  | 0 | 0 | 0 | 0 | 0 | 0 | 212640 | 0 | 0 | 0 | 0 | 0 | 212640 | 212640 | 0 | 212640 | 0 | 0 | 0 | 0 | 0 | 0 | 100 | 0 | 0 | 0 | 0 | 0 | 100 | 100 | 0 | 100
7203 | NY | S A Carlson | 2682 | Jamestown Board of Public Util | 9645 | Jamestown Board of Public Util | 9645 | New York Independent System Operator | NYIS | NPCC | NYUP | NPCC Upstate NY | NYISO | 36 | 013 | Chautauqua | 42.0933 | -79.2478 | 10 | 4 | NG | GAS |  | 0.25177 | 96.3 | 0.91371 |  | Yes | 0 |  | 1 |  | 1947394.05 | 881092 | 1947394.05 | 881092 | 212391 | 108869 | 116.958 | 50.538 | 0.654 | 115696.425 | 3770.898 | 377.27 | 115794.496 | -- | 1.101 | 0.928 | 0.006 | 1089.466 | 0.018 | 0.002 | 1090.39 | -- | 0.12 | 0.115 | 0.001 | 118.822 | -- | 1.101 | 0.928 | 0.006 | 1089.466 | 0.018 | 0.002 | -- | 116.958 | 50.538 | 0.654 | 115696.425 | 3770.898 | 377.27 | -- | 1947394.05 | 881092 | 1947394.05 | 881092 | EPA/CAMD | EPA/CAMD | EPA/CAMD | EPA/CAMD | EIA | EIA | n/a | EPA/CAMD | EPA/CAMD | 9168.9104 | 0 | 50.957 | 212340.043 | 0 | 0 | 0 | 0 | 0 | 0 | 0 | 0 | 212391 | 0 | 0 | 212391 | 0 | 0 | 0.023992 | 99.976 | 0 | 0 | 0 | 0 | 0 | 0 | 0 | 0 | 100 | 0 | 0 | 100 | 0
1834 | CA | University of California San Diego | 57584 | San Diego Gas & Electric Co | 16609 | University of California San Diego | 56918 | California Independent System Operator | CISO | WECC | CAMX | WECC California | CAISO | 06 | 073 | San Diego | 32.8747 | -117.2392 | 2 | 2 | NG | GAS |  | 0.68267 | 35.5 | 0.19555 |  | Yes | 805165.6 | 0.9 | 0.54543 |  | 1292495.5867 | 559076.7597 | 1292495.587 | 559076.76 | 212297 | 92016.682 | 199.969 | 86.847 | 2.065 | 75539.296 | 2849.467 | 284.947 | 75613.382 | -- | 1.884 | 1.888 | 0.019 | 711.638 | 0.013 | 0.001 | 712.336 | -- | 0.309 | 0.311 | 0.003 | 116.889 | -- | 1.884 | 1.888 | 0.019 | 711.638 | 0.013 | 0.001 | -- | 366.628 | 159.228 | 3.786 | 138495.606 | 5224.283 | 522.428 | -- | 2369693.24 | 1025025.1 | 2369693.24 | 1025025.1 | EIA | EIA | EIA | EIA | EIA | EIA | n/a | EPA/CAMD; EIA | EPA/CAMD; EIA | 6088.1481 | 0 | 0 | 212453 | 0 | 0 | 0 | 0 | 0 | 0 | 0 | -156 | 212297 | 0 | 0 | 212297 | 0 | 0 | 0 | 100 | 0 | 0 | 0 | 0 | 0 | 0 | 0 | 0 | 100 | 0 | 0 | 100 | 0
1289 | CA | New Melones | 6158 | WAPA-- Western Area Power Administration | 27000 | U S Bureau of Reclamation | 2518 | Western Area Power Administration - Desert Southwest Region | WALC | WECC | CAMX | WECC California |  | 06 | 109 | Tuolumne | 37.9469 | -120.5282 | 0 |  | WAT | HYDRO |  | 0.08071 | 300 | [9 empty] | 1958052 | 1357345 | 212094 | 147026 |  |  |  | 0 | 0 | 0 | 0 | -- |  |  |  | 0 | 0 | 0 | 0 | -- |  |  |  |  | -- | [6 empty] | -- |  |  |  | 0 | 0 | 0 | -- | 0 | 0 | 1958052 | 1357345 |  |  |  | EIA | EIA | EIA | n/a | EIA | EIA |  | 0 | 0 | 0 | 0 | 212094 | 0 | 0 | 0 | 0 | 0 | 0 | 0 | 212094 | 0 | 0 | 212094 | 0 | 0 | 0 | 0 | 100 | 0 | 0 | 0 | 0 | 0 | 0 | 0 | 100 | 0 | 0 | 100
972 | CA | Graphic Packaging International | 54561 | City of Santa Clara - (CA) | 16655 | Graphic Packaging International Inc | 56375 | California Independent System Operator | CISO | WECC | CAMX | WECC California | CAISO | 06 | 085 | SANTA CLARA | 37.3682 | -121.9436 | 0 |  | NG | GAS |  | 0.89666 | 27 | 0 |  | Yes | 483391.2 | 1.497 | 0.66628 |  | 1473718.2039 | 0 | 1473718.204 | 0 | 212079 | 99496.565 | 232.769 | 109.203 | 2.355 | 86130.766 | 3248.992 | 324.899 | 86215.24 | -- | 2.195 | 2.195 | 0.022 | 812.252 | 0.015 | 0.002 | 813.048 | -- | 0.316 |  | 0.003 | 116.889 | -- | 2.195 | 2.195 | 0.022 | 812.252 | 0.015 | 0.002 | -- | 349.356 | 163.9 | 3.535 | 129271.185 | 4876.318 | 487.632 | -- | 2211861.188 | 0 | 2211861.188 | 0 | EIA | EIA | EIA | EIA | EIA | EIA | n/a | EPA/CAMD; EIA | EPA/CAMD; EIA | 6948.9115 | 0 | 0 | 212079 | 0 | 0 | 0 | 0 | 0 | 0 | 0 | 0 | 212079 | 0 | 0 | 212079 | 0 | 0 | 0 | 100 | 0 | 0 | 0 | 0 | 0 | 0 | 0 | 0 | 100 | 0 | 0 | 100 | 0
1481 | CA | RE Mustang LLC | 59150 | Pacific Gas & Electric Co | 14328 | RE Mustang LLC | 58968 | California Independent System Operator | CISO | WECC | CAMX | WECC California | CAISO | 06 | 031 | Kings | 36.2217 | -119.9031 | 0 |  | SUN | SOLAR |  | 0.24162 | 100 | [9 empty] | 1954017 | 1345324 | 211657 | 145724 |  |  |  | 0 | 0 | 0 | 0 | -- |  |  |  | 0 | 0 | 0 | 0 | -- |  |  |  |  | -- | [6 empty] | -- |  |  |  | 0 | 0 | 0 | -- | 0 | 0 | 1954017 | 1345324 |  |  |  | EIA | EIA | EIA | n/a | EIA | EIA |  | 0 | 0 | 0 | 0 | 0 | 0 | 0 | 211657 | 0 | 0 | 0 | 0 | 211657 | 211657 | 0 | 211657 | 0 | 0 | 0 | 0 | 0 | 0 | 0 | 100 | 0 | 0 | 0 | 0 | 100 | 100 | 0 | 100
2807 | IA | Charles City Wind Farm | 56677 | MidAmerican Energy Co | 12341 | MidAmerican Energy Co | 12341 | Midcontinent Independent Transmission System Operator, Inc.. | MISO | MRO | MROW | MRO West | MISO | 19 | 067 | Floyd | 43.0003 | -92.62 | 0 |  | WND | WIND |  | 0.32166 | 75 | [9 empty] | 1951027 | 566752 | 211333 | 61390 |  |  |  | 0 | 0 | 0 | 0 | -- |  |  |  | 0 | 0 | 0 | 0 | -- |  |  |  |  | -- | [6 empty] | -- |  |  |  | 0 | 0 | 0 | -- | 0 | 0 | 1951027 | 566752 |  |  |  | EIA | EIA | EIA | n/a | EIA | EIA |  | 0 | 0 | 0 | 0 | 0 | 0 | 211333 | 0 | 0 | 0 | 0 | 0 | 211333 | 211333 | 0 | 211333 | 0 | 0 | 0 | 0 | 0 | 0 | 100 | 0 | 0 | 0 | 0 | 0 | 100 | 100 | 0 | 100
587 | CA | Blythe Solar 110, LLC | 60093 | Southern California Edison Co | 17609 | Blythe Solar 110, LLC | 59842 | California Independent System Operator | CISO | WECC | CAMX | WECC California | CAISO | 06 | 065 | Riverside | 33.68 | -114.742 | 0 |  | SUN | SOLAR |  | 0.21971 | 109.8 | [9 empty] | 1951008 | 1299718 | 211331 | 140784 |  |  |  | 0 | 0 | 0 | 0 | -- |  |  |  | 0 | 0 | 0 | 0 | -- |  |  |  |  | -- | [6 empty] | -- |  |  |  | 0 | 0 | 0 | -- | 0 | 0 | 1951008 | 1299718 |  |  |  | EIA | EIA | EIA | n/a | EIA | EIA |  | 0 | 0 | 0 | 0 | 0 | 0 | 0 | 211331 | 0 | 0 | 0 | 0 | 211331 | 211331 | 0 | 211331 | 0 | 0 | 0 | 0 | 0 | 0 | 0 | 100 | 0 | 0 | 0 | 0 | 100 | 100 | 0 | 100
9678 | WY | Mountain Wind Power II LLC | 56753 | PacifiCorp | 14354 | NRG Energy Gas & Wind Holdings Inc | 59883 | PacifiCorp - East | PACE | WECC | NWPP | WECC Northwest |  | 56 | 041 | Uinta | 41.2639 | -110.5444 | 0 |  | WND | WIND |  | 0.30145 | 80 | [9 empty] | 1950297 | 596055 | 211254 | 64564 |  |  |  | 0 | 0 | 0 | 0 | -- |  |  |  | 0 | 0 | 0 | 0 | -- |  |  |  |  | -- | [6 empty] | -- |  |  |  | 0 | 0 | 0 | -- | 0 | 0 | 1950297 | 596055 |  |  |  | EIA | EIA | EIA | n/a | EIA | EIA |  | 0 | 0 | 0 | 0 | 0 | 0 | 211254 | 0 | 0 | 0 | 0 | 0 | 211254 | 211254 | 0 | 211254 | 0 | 0 | 0 | 0 | 0 | 0 | 100 | 0 | 0 | 0 | 0 | 0 | 100 | 100 | 0 | 100
9005 | VA | Claytor | 3774 | Appalachian Power Co | 733 | Appalachian Power Co | 733 | PJM Interconnection, LLC | PJM | RFC | RFCW | RFC West | PJM | 51 | 155 | Pulaski | 37.075 | -80.5847 | 0 |  | WAT | HYDRO |  | 0.32101 | 74.8 | [9 empty] | 1941849 | 758470 | 210339 | 82157 |  |  |  | 0 | 0 | 0 | 0 | -- |  |  |  | 0 | 0 | 0 | 0 | -- |  |  |  |  | -- | [6 empty] | -- |  |  |  | 0 | 0 | 0 | -- | 0 | 0 | 1941849 | 758470 |  |  |  | EIA | EIA | EIA | n/a | EIA | EIA |  | 0 | 0 | 0 | 0 | 210339 | 0 | 0 | 0 | 0 | 0 | 0 | 0 | 210339 | 0 | 0 | 210339 | 0 | 0 | 0 | 0 | 100 | 0 | 0 | 0 | 0 | 0 | 0 | 0 | 100 | 0 | 0 | 100
4585 | MI | Harvest 2 | 57888 | ITC Transmission | 56068 | Harvest II Windfarm, LLC | 57256 | Midcontinent Independent Transmission System Operator, Inc.. | MISO | RFC | RFCM | RFC Michigan | MISO | 26 | 063 | Huron | 43.8556 | -83.1669 | 0 |  | WND | WIND |  | 0.4031 | 59.4 | [9 empty] | 1936430 | 574886 | 209752 | 62271 |  |  |  | 0 | 0 | 0 | 0 | -- |  |  |  | 0 | 0 | 0 | 0 | -- |  |  |  |  | -- | [6 empty] | -- |  |  |  | 0 | 0 | 0 | -- | 0 | 0 | 1936430 | 574886 |  |  |  | EIA | EIA | EIA | n/a | EIA | EIA |  | 0 | 0 | 0 | 0 | 0 | 0 | 209752 | 0 | 0 | 0 | 0 | 0 | 209752 | 209752 | 0 | 209752 | 0 | 0 | 0 | 0 | 0 | 0 | 100 | 0 | 0 | 0 | 0 | 0 | 100 | 100 | 0 | 100
7124 | NY | Noble Chateaugay Windpark LLC | 56904 | New York Power Authority | 15296 | Noble Wind Operations LLC | 55868 | New York Independent System Operator | NYIS | NPCC | NYUP | NPCC Upstate NY | NYISO | 36 | 033 | Franklin | 44.8917 | -74.0299 | 0 |  | WND | WIND |  | 0.2247 | 106.5 | [9 empty] | 1935295 | 611702 | 209629 | 66259 |  |  |  | 0 | 0 | 0 | 0 | -- |  |  |  | 0 | 0 | 0 | 0 | -- |  |  |  |  | -- | [6 empty] | -- |  |  |  | 0 | 0 | 0 | -- | 0 | 0 | 1935295 | 611702 |  |  |  | EIA | EIA | EIA | n/a | EIA | EIA |  | 0 | 0 | 0 | 0 | 0 | 0 | 209629 | 0 | 0 | 0 | 0 | 0 | 209629 | 209629 | 0 | 209629 | 0 | 0 | 0 | 0 | 0 | 0 | 100 | 0 | 0 | 0 | 0 | 0 | 100 | 100 | 0 | 100
615 | CA | Burney Forest Products | 10652 | Pacific Gas & Electric Co | 14328 | North American Energy Services | 2565 | California Independent System Operator | CISO | WECC | CAMX | WECC California | CAISO | 06 | 089 | Shasta | 40.8797 | -121.7203 | 2 | 2 | WDS | BIOMASS |  | 0.77181 | 31 | 0.046988 | Yes | Yes | 636812 | 1.123 | 0.59964 |  | 2340863.0502 | 1005735.5698 | 2340863.05 | 1005735.57 | 209592 | 94780 | 140.452 | 60.344 | 27.956 | 6994.187 | 156964.278 | 20593.317 | 11834.276 | -- | 1.34 | 1.273 | 0.267 | 66.741 | 0.749 | 0.098 | 112.927 | -- | 0.12 | 0.12 | 0.024 | 5.976 | -- | 1.34 | 1.273 | 0.267 | 66.741 | 0.749 | 0.098 | -- | 234.227 | 100.634 | 46.621 | 394667.347 | 261764.533 | 34342.845 | -- | 3903785.82 | 1677234.495 | 3903785.82 | 1677234.495 | EIA | EIA | EIA | EIA | EIA | EIA | n/a | EIA | EIA | 11168.6661 | 0 | 0 | 10118.689 | 0 | 0 | 199473.31 | 0 | 0 | 0 | 0 | 0 | 10118.689 | 199473.31 | 199473.31 | 209591.999 | 0 | 0 | 0 | 4.8278 | 0 | 0 | 95.1722 | 0 | 0 | 0 | 0 | 0 | 4.8278 | 95.1722 | 95.1722 | 100 | 0
8845 | TX | Whirlwind Energy Center | 56673 | AEP Texas North Company | 20404 | Whirlwind Energy LLC | 55922 | Electric Reliability Council of Texas, Inc. | ERCO | TRE | ERCT | ERCOT All | ERCOT | 48 | 153 | Floyd | 34.105 | -101.0986 | 0 |  | WND | WIND |  | 0.39968 | 59.8 | [9 empty] | 1932922 | 731867 | 209372 | 79275 |  |  |  | 0 | 0 | 0 | 0 | -- |  |  |  | 0 | 0 | 0 | 0 | -- |  |  |  |  | -- | [6 empty] | -- |  |  |  | 0 | 0 | 0 | -- | 0 | 0 | 1932922 | 731867 |  |  |  | EIA | EIA | EIA | n/a | EIA | EIA |  | 0 | 0 | 0 | 0 | 0 | 0 | 209372 | 0 | 0 | 0 | 0 | 0 | 209372 | 209372 | 0 | 209372 | 0 | 0 | 0 | 0 | 0 | 0 | 100 | 0 | 0 | 0 | 0 | 0 | 100 | 100 | 0 | 100
7686 | OR | Klondike Windpower II | 56359 | Bonneville Power Administration | 1738 | Avangrid Renewables LLC | 15399 | Bonneville Power Administration | BPAT | WECC | NWPP | WECC Northwest |  | 41 | 055 | Sherman | 45.571 | -120.593 | 0 |  | WND | WIND |  | 0.31857 | 75 | [9 empty] | 1932240 | 1132093 | 209298 | 122627 |  |  |  | 0 | 0 | 0 | 0 | -- |  |  |  | 0 | 0 | 0 | 0 | -- |  |  |  |  | -- | [6 empty] | -- |  |  |  | 0 | 0 | 0 | -- | 0 | 0 | 1932240 | 1132093 |  |  |  | EIA | EIA | EIA | n/a | EIA | EIA |  | 0 | 0 | 0 | 0 | 0 | 0 | 209298 | 0 | 0 | 0 | 0 | 0 | 209298 | 209298 | 0 | 209298 | 0 | 0 | 0 | 0 | 0 | 0 | 100 | 0 | 0 | 0 | 0 | 0 | 100 | 100 | 0 | 100
9042 | VA | Halifax County Biomass | 58560 | Virginia Electric & Power Co | 19876 | South Boston Energy LLC | 58524 | PJM Interconnection, LLC | PJM | SERC | SRVC | SERC Virginia/Carolina | PJM | 51 | 083 | Halifax | 36.7014 | -78.8733 | 1 | 1 | WDS | BIOMASS |  | 0.47751 | 49.9 | 0.53749 | Yes | [5 empty] | 2828229.27 | 1352863.36 | 2828229.27 | 1352863.36 | 208730 | 95003 | 98.988 | 47.35 | 35.353 | 0.028 | 199525.847 | 26187.767 | 6154.153 | -- | 0.948 | 0.997 | 0.339 | 0 | 0.956 | 0.125 | 58.968 | -- | 0.07 | 0.07 | 0.025 | 0 | -- | 0.948 | 0.997 | 0.339 | 0 | 0.956 | 0.125 | -- | 98.988 | 47.35 | 35.353 | 292429.775 | 199525.847 | 26187.767 | -- | 2828229.27 | 1352863.36 | 2828229.27 | 1352863.36 | EIA | EIA | EIA | EIA | EIA | EIA | n/a | EIA | EIA | 13549.7019 | 0 | 0 | 0 | 0 | 0 | 208730 | 0 | 0 | 0 | 0 | 0 | 0 | 208730 | 208730 | 208730 | 0 | 0 | 0 | 0 | 0 | 0 | 100 | 0 | 0 | 0 | 0 | 0 | 0 | 100 | 100 | 100 | 0
3394 | IL | University of Illinois Abbott Power Plt | 54780 | Ameren Illinois Company | 56697 | University of Illinois | 19528 | Midcontinent Independent Transmission System Operator, Inc.. | MISO | SERC | SRMW | SERC Midwest | MISO | 17 | 019 | Champaign | 40.1052 | -88.2415 | 61 | 57 | NG | GAS | Yes | 0.27073 | 88 | 0.88212 |  | Yes | 1844080 | 0.386 | 0.33994 |  | 1195495.3391 | 412196.3395 | 1195495.339 | 412196.339 | 208698.181 | 88742 | 95.67 | 42.136 | 318.233 | 80834.678 | 7973.388 | 1070.005 | 81084.249 | -- | 0.917 | 0.95 | 3.05 | 774.656 | 0.038 | 0.005 | 777.048 | -- | 0.16 | 0.204 | 0.532 | 135.232 | -- | 0.917 | 0.95 | 3.05 | 774.655 | 0.038 | 0.005 | -- | 281.433 | 123.952 | 936.151 | 237792.795 | 23455.456 | 3147.651 | -- | 3516809.69 | 1212565.23 | 3516809.69 | 1212565.23 | EPA/CAMD; EIA | EPA/CAMD; EIA | EPA/CAMD; EIA | EIA | EIA | EIA | n/a | EPA/CAMD; EIA | EPA/CAMD; EIA | 5728.3392 | 20379.613 | 1003.912 | 187314.896 | 0 | 0 | 0 | 0 | 0 | 0 | 0 | 0 | 208698.421 | 0 | 0 | 208698.421 | 0 | 9.7651 | 0.48103 | 89.7539 | 0 | 0 | 0 | 0 | 0 | 0 | 0 | 0 | 100 | 0 | 0 | 100 | 0
3013 | ID | Albeni Falls | 851 | Bonneville Power Administration | 1738 | USACE Northwestern Division | 19400 | Bonneville Power Administration | BPAT | WECC | NWPP | WECC Northwest |  | 16 | 017 | Bonner | 48.1802 | -116.9986 | 0 |  | WAT | HYDRO |  | 0.56643 | 42 | [9 empty] | 1923948 | 937542 | 208400.001 | 101553 |  |  |  | 0 | 0 | 0 | 0 | -- |  |  |  | 0 | 0 | 0 | 0 | -- |  |  |  |  | -- | [6 empty] | -- |  |  |  | 0 | 0 | 0 | -- | 0 | 0 | 1923948 | 937542 |  |  |  | EIA | EIA | EIA | n/a | EIA | EIA |  | 0 | 0 | 0 | 0 | 208400 | 0 | 0 | 0 | 0 | 0 | 0 | 0 | 208400 | 0 | 0 | 208400 | 0 | 0 | 0 | 0 | 100 | 0 | 0 | 0 | 0 | 0 | 0 | 0 | 100 | 0 | 0 | 100
2024 | CO | Flatiron | 518 | WAPA-- Western Area Power Administration | 27000 | U S Bureau of Reclamation | 2518 | Western Area Power Administration - Rocky Mountain Region | WACM | WECC | RMPA | WECC Rockies |  | 08 | 069 | Larimer | 40.365 | -105.236 | 0 |  | WAT | HYDRO |  | 0.2514 | 94.5 | [6 empty] | Yes |  |  | 2236885 | 974188 | 208112 | 97012 |  |  |  | 0 | 0 | 0 | 0 | -- |  |  |  | 0 | 0 | 0 | 0 | -- |  |  |  |  | -- | [6 empty] | -- |  |  |  | 0 | 0 | 0 | -- | 0 | 0 | 2236885 | 974188 |  |  |  | EIA | EIA | EIA | n/a | EIA | EIA |  | 0 | 0 | 0 | 0 | 208112 | 0 | 0 | 0 | 0 | 0 | 0 | 0 | 208112 | 0 | 0 | 208112 | 0 | 0 | 0 | 0 | 100 | 0 | 0 | 0 | 0 | 0 | 0 | 0 | 100 | 0 | 0 | 100
8967 | UT | Utah Red Hills Renewable Energy Park | 58660 | PacifiCorp | 14354 | Utah Red Hills Renewable Energy Park LLC | 58602 | PacifiCorp - East | PACE | WECC | NWPP | WECC Northwest |  | 49 | 021 | Iron | 37.8828 | -112.9042 | 0 |  | SUN | SOLAR |  | 0.2969 | 80 | [9 empty] | 1920910 | 1034463 | 208071 | 112052 |  |  |  | 0 | 0 | 0 | 0 | -- |  |  |  | 0 | 0 | 0 | 0 | -- |  |  |  |  | -- | [6 empty] | -- |  |  |  | 0 | 0 | 0 | -- | 0 | 0 | 1920910 | 1034463 |  |  |  | EIA | EIA | EIA | n/a | EIA | EIA |  | 0 | 0 | 0 | 0 | 0 | 0 | 0 | 208071 | 0 | 0 | 0 | 0 | 208071 | 208071 | 0 | 208071 | 0 | 0 | 0 | 0 | 0 | 0 | 0 | 100 | 0 | 0 | 0 | 0 | 100 | 100 | 0 | 100
1484 | CA | RE Tranquillity | 59939 | Pacific Gas & Electric Co | 14328 | Southern Power Co | 17650 | California Independent System Operator | CISO | WECC | CAMX | WECC California | CAISO | 06 | 019 | Fresno | 36.5814 | -120.4045 | 0 |  | SUN | SOLAR |  | 0.11556 | 205.3 | [9 empty] | 1918676 | 1099429 | 207829 | 119089 |  |  |  | 0 | 0 | 0 | 0 | -- |  |  |  | 0 | 0 | 0 | 0 | -- |  |  |  |  | -- | [6 empty] | -- |  |  |  | 0 | 0 | 0 | -- | 0 | 0 | 1918676 | 1099429 |  |  |  | EIA | EIA | EIA | n/a | EIA | EIA |  | 0 | 0 | 0 | 0 | 0 | 0 | 0 | 207829 | 0 | 0 | 0 | 0 | 207829 | 207829 | 0 | 207829 | 0 | 0 | 0 | 0 | 0 | 0 | 0 | 100 | 0 | 0 | 0 | 0 | 100 | 100 | 0 | 100
3396 | IL | University Park Energy | 55250 | Commonwealth Edison Co | 4110 | University Park Energy LLC | 57043 | PJM Interconnection, LLC | PJM | RFC | RFCW | RFC West | PJM | 17 | 197 | Will | 41.4409 | -87.7532 | 0 |  | NG | GAS |  | 0.06701 | 353.4 | 1 | [6 empty] | 2365028.9 | 1591735.9 | 2365028.9 | 1591735.9 | 207433.998 | 140953.002 | 102.046 | 68.677 | 0.716 | 139500.8 | 5214.488 | 521.449 | 139636.377 | -- | 0.984 | 0.974 | 0.007 | 1345.014 | 0.025 | 0.003 | 1346.321 | -- | 0.086 | 0.086 | 0.001 | 117.97 | -- | 0.984 | 0.974 | 0.007 | 1345.014 | 0.025 | 0.003 | -- | 102.046 | 68.677 | 0.716 | 139500.8 | 5214.488 | 521.449 | -- | 2365028.9 | 1591735.9 | 2365028.9 | 1591735.9 | EPA/CAMD | EPA/CAMD | EPA/CAMD | EPA/CAMD | EIA | EIA | n/a | EPA/CAMD | EPA/CAMD | 11401.3561 | 0 | 0 | 207434 | 0 | 0 | 0 | 0 | 0 | 0 | 0 | 0 | 207434 | 0 | 0 | 207434 | 0 | 0 | 0 | 100 | 0 | 0 | 0 | 0 | 0 | 0 | 0 | 0 | 100 | 0 | 0 | 100 | 0
1796 | CA | Tesoro Wilmington Calciner | 10601 | Southern California Edison Co | 17609 | Tesoro Refining & Marketing Company LLC | 2674 | California Independent System Operator | CISO | WECC | CAMX | WECC California | CAISO | 06 | 037 | Los Angeles | 33.777 | -118.2282 | 0 |  | WH | OTHF |  | 0.69519 | 34 | 0.17469 |  | Yes | 0 |  | 1 |  |  |  | 1911530 | 811354 | 207055 | 87885 |  |  |  | 0 | 0 | 0 | 0 | -- |  |  |  | 0 | 0 | 0 | 0 | -- |  |  |  |  | -- |  |  |  | 0 | 0 | 0 | -- |  |  |  | 0 | 0 | 0 | -- | 0 | 0 | 1911530 | 811354 |  |  |  | EIA | EIA | EIA | n/a | EIA | EIA |  | 0 | 0 | 0 | 0 | 0 | 0 | 0 | 0 | 0 | 0 | 207055 | 207055 | 0 | 0 | 207055 | 0 | 0 | 0 | 0 | 0 | 0 | 0 | 0 | 0 | 0 | 0 | 100 | 100 | 0 | 0 | 100 | 0
3285 | IL | Joliet 9 | 874 | Commonwealth Edison Co | 4110 | Midwest Generations EME LLC | 12384 | PJM Interconnection, LLC | PJM | RFC | RFCW | RFC West | PJM | 17 | 197 | Will | 41.4931 | -88.1153 | 1 | 1 | NG | GAS | Yes | 0.0465 | 507.6 | 1 | [6 empty] | 2511623.075 | 589526.275 | 2511623.075 | 589526.275 | 206764.5 | 40209 | 178.22 | 31.067 | 468.012 | 232777.375 | 47163.177 | 6795.408 | 234325.877 | -- | 1.724 | 1.545 | 4.527 | 2251.618 | 0.228 | 0.033 | 2266.597 | -- | 0.142 | 0.105 | 0.373 | 185.36 | -- | 1.724 | 1.545 | 4.527 | 2251.618 | 0.228 | 0.033 | -- | 178.22 | 31.067 | 468.012 | 232777.375 | 47163.177 | 6795.408 | -- | 2511623.075 | 589526.275 | 2511623.075 | 589526.275 | EPA/CAMD | EPA/CAMD | EPA/CAMD | EPA/CAMD | EIA | EIA | n/a | EPA/CAMD | EPA/CAMD | 12147.2645 | 153851.8 | 0 | 52912.701 | 0 | 0 | 0 | 0 | 0 | 0 | 0 | 0 | 206764.501 | 0 | 0 | 206764.501 | 0 | 74.4092 | 0 | 25.5908 | 0 | 0 | 0 | 0 | 0 | 0 | 0 | 0 | 100 | 0 | 0 | 100 | 0
3516 | IN | Meadow Lake Wind Farm IV | 57177 | Indiana Michigan Power Co | 9324 | Meadow Lake Wind Farm IV LLC | 56520 | PJM Interconnection, LLC | PJM | RFC | RFCW | RFC West | PJM | 18 | 181 | White | 40.6778 | -87.0328 | 0 |  | WND | WIND |  | 0.23889 | 98.7 | [9 empty] | 1906859 | 461424 | 206549 | 49981 |  |  |  | 0 | 0 | 0 | 0 | -- |  |  |  | 0 | 0 | 0 | 0 | -- |  |  |  |  | -- | [6 empty] | -- |  |  |  | 0 | 0 | 0 | -- | 0 | 0 | 1906859 | 461424 |  |  |  | EIA | EIA | EIA | n/a | EIA | EIA |  | 0 | 0 | 0 | 0 | 0 | 0 | 206549 | 0 | 0 | 0 | 0 | 0 | 206549 | 206549 | 0 | 206549 | 0 | 0 | 0 | 0 | 0 | 0 | 100 | 0 | 0 | 0 | 0 | 0 | 100 | 100 | 0 | 100
7669 | OR | Hay Canyon Wind Power LLC | 56790 | Bonneville Power Administration | 1738 | Avangrid Renewables LLC | 15399 | Bonneville Power Administration | BPAT | WECC | NWPP | WECC Northwest |  | 41 | 055 | Sherman | 45.52 | -120.5744 | 0 |  | WND | WIND |  | 0.23341 | 100.8 | [9 empty] | 1902771 | 998275 | 206106 | 108132 |  |  |  | 0 | 0 | 0 | 0 | -- |  |  |  | 0 | 0 | 0 | 0 | -- |  |  |  |  | -- | [6 empty] | -- |  |  |  | 0 | 0 | 0 | -- | 0 | 0 | 1902771 | 998275 |  |  |  | EIA | EIA | EIA | n/a | EIA | EIA |  | 0 | 0 | 0 | 0 | 0 | 0 | 206106 | 0 | 0 | 0 | 0 | 0 | 206106 | 206106 | 0 | 206106 | 0 | 0 | 0 | 0 | 0 | 0 | 100 | 0 | 0 | 0 | 0 | 0 | 100 | 100 | 0 | 100
4820 | MN | Elk River | 2039 | Great River Energy | 7570 | Great River Energy | 7570 | Midcontinent Independent Transmission System Operator, Inc.. | MISO | MRO | MROW | MRO West | MISO | 27 | 141 | Sherburne | 45.2968 | -93.5584 | 3 | 3 | MSW | BIOMASS |  | 0.09831 | 239.3 | 1 | Yes | [5 empty] | 4108441.629 | 1874070.047 | 4108441.629 | 1874070.047 | 206083 | 102240 | 529.187 | 233.884 | 228.915 | 211475.774 | 237817.519 | 31161.69 | 218802.92 | -- | 5.136 | 4.575 | 2.222 | 2052.336 | 1.154 | 0.151 | 2123.445 | -- | 0.258 | 0.25 | 0.111 | 102.947 | -- | 5.136 | 4.575 | 2.222 | 2052.336 | 1.154 | 0.151 | -- | 529.187 | 233.884 | 228.915 | 382140.164 | 237817.519 | 31161.69 | -- | 4108441.629 | 1874070.047 | 4108441.629 | 1874070.047 | EPA/CAMD; EIA | EPA/CAMD; EIA | EPA/CAMD; EIA | EPA/CAMD; EIA | EIA | EIA | n/a | EPA/CAMD; EIA | EPA/CAMD; EIA | 19935.859 | 0 | 120.894 | 65729.924 | 0 | 0 | 140232.182 | 0 | 0 | 0 | 0 | 0 | 65850.818 | 140232.182 | 140232.182 | 206083 | 0 | 0 | 0.058663 | 31.8949 | 0 | 0 | 68.0465 | 0 | 0 | 0 | 0 | 0 | 31.9535 | 68.0465 | 68.0465 | 100 | 0
2248 | CT | Wallingford Energy, LLC | 55517 | Town of Wallingford - (CT) | 20038 | Wallingford Energy LLC | 56927 | ISO New England Inc. | ISNE | NPCC | NEWE | NPCC New England | ISONE | 09 | 009 | New Haven | 41.4487 | -72.8354 | 0 |  | NG | GAS |  | 0.06714 | 350 | 1 | [6 empty] | 1918662.883 | 907423.875 | 1918662.883 | 907423.875 | 205857 | 95672 | 9.172 | 3.933 | 0.613 | 114022.092 | 4755.06 | 475.506 | 114145.724 | -- | 0.089 | 0.082 | 0.006 | 1107.78 | 0.023 | 0.002 | 1108.981 | -- | 0.01 | 0.009 | 0.001 | 118.856 | -- | 0.089 | 0.082 | 0.006 | 1107.78 | 0.023 | 0.002 | -- | 9.172 | 3.933 | 0.613 | 114022.092 | 4755.06 | 475.506 | -- | 1918662.883 | 907423.875 | 1918662.883 | 907423.875 | EPA/CAMD | EPA/CAMD | EPA/CAMD | EPA/CAMD | EIA | EIA | n/a | EPA/CAMD | EPA/CAMD | 9320.3675 | 0 | 0 | 205857 | 0 | 0 | 0 | 0 | 0 | 0 | 0 | 0 | 205857 | 0 | 0 | 205857 | 0 | 0 | 0 | 100 | 0 | 0 | 0 | 0 | 0 | 0 | 0 | 0 | 100 | 0 | 0 | 100 | 0
2279 | DE | Red Lion Energy Center | 58433 | Delmarva Power | 5027 | Diamond State Generation Partners, LLC | 57485 | PJM Interconnection, LLC | PJM | RFC | RFCE | RFC East | PJM | 10 | 003 | New Castle | 39.6101 | -75.6297 | 0 |  | NG | GAS |  | 0.86867 | 27 | 0 | [6 empty] | 1557429.002 | 825958 | 1557429.002 | 825958 | 205457.002 | 108961.002 |  |  |  |  | 3433.546 | 343.355 |  | -- |  |  |  |  | 0.017 | 0.002 |  | -- |  |  |  |  | -- |  |  |  |  | 0.017 | 0.002 | -- |  |  |  |  | 3433.546 | 343.355 | -- | 1557429.002 | 825958 | 1557429.002 | 825958 |  |  |  |  | EIA | EIA | n/a | EIA | EIA | 7580.3161 | 0 | 0 | 205457 | 0 | 0 | 0 | 0 | 0 | 0 | 0 | 0 | 205457 | 0 | 0 | 205457 | 0 | 0 | 0 | 100 | 0 | 0 | 0 | 0 | 0 | 0 | 0 | 0 | 100 | 0 | 0 | 100 | 0
2406 | FL | Mosaic South Pierce Operations | 10004 | Tampa Electric Co | 18454 | Mosaic Fertilizer LLC | 9383 | Tampa Electric Company | TEC | FRCC | FRCC | FRCC All |  | 12 | 105 | Polk | 27.7652 | -81.9388 | 0 |  | WH | OTHF |  | 0.51372 | 45.5 | 0.47714 |  | Yes | 0 |  | 1 |  |  |  | 1890317 | 825407 | 204757 | 89407 |  |  |  | 0 | 0 | 0 | 0 | -- |  |  |  | 0 | 0 | 0 | 0 | -- |  |  |  |  | -- |  |  |  | 0 | 0 | 0 | -- |  |  |  | 0 | 0 | 0 | -- | 0 | 0 | 1890317 | 825407 |  |  |  | EIA | EIA | EIA | n/a | EIA | EIA |  | 0 | 0 | 0 | 0 | 0 | 0 | 0 | 0 | 0 | 0 | 204757 | 204757 | 0 | 0 | 204757 | 0 | 0 | 0 | 0 | 0 | 0 | 0 | 0 | 0 | 0 | 0 | 100 | 100 | 0 | 0 | 100 | 0
2915 | IA | Northern Iowa Windpower II | 56383 | Wisconsin Electric Power Co | 20847 | Avangrid Renewables LLC | 15399 | Midcontinent Independent Transmission System Operator, Inc.. | MISO | MRO | RFCW | RFC West | MISO | 19 | 195 | Worth | 43.3608 | -93.2978 | 0 |  | WND | WIND |  | 0.29202 | 80 | [9 empty] | 1889321 | 530933 | 204649 | 57510 |  |  |  | 0 | 0 | 0 | 0 | -- |  |  |  | 0 | 0 | 0 | 0 | -- |  |  |  |  | -- | [6 empty] | -- |  |  |  | 0 | 0 | 0 | -- | 0 | 0 | 1889321 | 530933 |  |  |  | EIA | EIA | EIA | n/a | EIA | EIA |  | 0 | 0 | 0 | 0 | 0 | 0 | 204649 | 0 | 0 | 0 | 0 | 0 | 204649 | 204649 | 0 | 204649 | 0 | 0 | 0 | 0 | 0 | 0 | 100 | 0 | 0 | 0 | 0 | 0 | 100 | 100 | 0 | 100
8059 | RI | Johnston LFG Turbine Plant | 59254 | The Narragansett Electric Co | 13214 | Rhode Island LFG Genco | 56889 | ISO New England Inc. | ISNE | NPCC | NEWE | NPCC New England | ISONE | 44 | 007 | Providence | 41.8033 | -71.5233 | 1 | 1 | LFG | BIOMASS |  | 0.68695 | 34 | 0.18841 | Yes | [5 empty] | 2016358.82 | 884529.87 | 2016358.82 | 884529.87 | 204602.1 | 89572 | 121.941 | 53.492 | 33.774 | 0.052 | 0 | 0 | 0.052 | -- | 1.192 | 1.194 | 0.33 | 0.001 | 0 | 0 | 0.001 | -- | 0.121 | 0.121 | 0.033 | 0 | -- | 1.192 | 1.194 | 0.33 | 0.001 | 0 | 0 | -- | 179.004 | 78.524 | 45.368 | 128038.361 | 4690.053 | 469.005 | -- | 2016358.82 | 884529.87 | 2016358.82 | 884529.87 | EIA | EIA | EIA | EIA | EIA | EIA | n/a | EIA | EIA | 9855.025 | 0 | 0 | 0 | 0 | 0 | 204602.1 | 0 | 0 | 0 | 0 | 0 | 0 | 204602.1 | 204602.1 | 204602.1 | 0 | 0 | 0 | 0 | 0 | 0 | 100 | 0 | 0 | 0 | 0 | 0 | 0 | 100 | 100 | 100 | 0
7123 | NY | Noble Bliss Windpark LLC | 56620 | Village of Arcade - (NY) | 122 | Noble Wind Operations LLC | 55868 | New York Independent System Operator | NYIS | NPCC | NYUP | NPCC Upstate NY | NYISO | 36 | 121 | Wyoming | 42.5367 | -78.3047 | 0 |  | WND | WIND |  | 0.23217 | 100.5 | [9 empty] | 1887001 | 494060 | 204398 | 53516 |  |  |  | 0 | 0 | 0 | 0 | -- |  |  |  | 0 | 0 | 0 | 0 | -- |  |  |  |  | -- | [6 empty] | -- |  |  |  | 0 | 0 | 0 | -- | 0 | 0 | 1887001 | 494060 |  |  |  | EIA | EIA | EIA | n/a | EIA | EIA |  | 0 | 0 | 0 | 0 | 0 | 0 | 204398 | 0 | 0 | 0 | 0 | 0 | 204398 | 204398 | 0 | 204398 | 0 | 0 | 0 | 0 | 0 | 0 | 100 | 0 | 0 | 0 | 0 | 0 | 100 | 100 | 0 | 100
8732 | TX | San Jacinto County Peaking Facility | 56603 | Entergy Texas Inc. | 55937 | East Texas Electric Coop, Inc | 39347 | Midcontinent Independent Transmission System Operator, Inc.. | MISO | SERC | SRMV | SERC Mississippi Valley | MISO | 48 | 407 | San Jacinto | 30.4193 | -95.0118 | 0 |  | NG | GAS |  | 0.13708 | 170 | 1 | [6 empty] | 2607192.521 | 1981301.123 | 2607192.521 | 1981301.123 | 204145 | 100204 | 39.107 | 28.412 | 0.783 | 154938.604 | 5749.151 | 574.915 | 155088.082 | -- | 0.383 | 0.567 | 0.008 | 1517.927 | 0.028 | 0.003 | 1519.391 | -- | 0.03 | 0.029 | 0.001 | 118.855 | -- | 0.383 | 0.567 | 0.008 | 1517.927 | 0.028 | 0.003 | -- | 39.107 | 28.412 | 0.783 | 154938.604 | 5749.151 | 574.915 | -- | 2607192.521 | 1981301.123 | 2607192.521 | 1981301.123 | EPA/CAMD | EPA/CAMD | EPA/CAMD | EPA/CAMD | EIA | EIA | n/a | EPA/CAMD | EPA/CAMD | 12771.2779 | 0 | 0 | 204145 | 0 | 0 | 0 | 0 | 0 | 0 | 0 | 0 | 204145 | 0 | 0 | 204145 | 0 | 0 | 0 | 100 | 0 | 0 | 0 | 0 | 0 | 0 | 0 | 0 | 100 | 0 | 0 | 100 | 0
9399 | WI | Biron Mill | 10234 | Consolidated Water Power Co | 4247 | Catalyst Paper - Biron Mill | 60660 | Midcontinent Independent Transmission System Operator, Inc.. | MISO | MRO | MROE | MRO East | MISO | 55 | 141 | Wood | 44.43 | -89.78 | 12 | 12 | SUB | COAL | Yes | 0.37737 | 61.6 | 0.70438 | Yes | Yes | 1336300.8 | 0.52 | 0.4095 |  | 1632408.3574 | 556330.2551 | 1632408.357 | 556330.255 | 203636 | 68443 | 373.01 | 119.006 | 992.791 | 149893.712 | 48396.406 | 6831.929 | 151460.823 | -- | 3.663 | 3.478 | 9.751 | 1472.173 | 0.238 | 0.034 | 1487.564 | -- | 0.457 | 0.428 | 1.216 | 183.647 | -- | 3.663 | 3.478 | 9.751 | 1472.173 | 0.238 | 0.034 | -- | 910.901 | 290.616 | 2424.427 | 417602.674 | 118185.532 | 16683.785 | -- | 3986392.08 | 1358575.82 | 3986392.08 | 1358575.82 | EPA/CAMD; EIA | EPA/CAMD; EIA | EIA | EIA | EIA | EIA | n/a | EIA | EIA | 8016.3053 | 174858.375 | 0 | 3509.871 | 0 | 0 | 25267.755 | 0 | 0 | 0 | 0 | 0 | 178368.246 | 25267.755 | 25267.755 | 203636.001 | 0 | 85.8681 | 0 | 1.7236 | 0 | 0 | 12.4083 | 0 | 0 | 0 | 0 | 0 | 87.5917 | 12.4083 | 12.4083 | 100 | 0
3585 | KS | Alexander Wind Farm LLC | 58666 | Midwest Energy Inc | 12524 | NJR Clean Energy Ventures Corporation | 56990 | Southwest Power Pool | SWPP | SPP | SPNO | SPP North |  | 20 | 165 | Rush | 38.4247 | -99.5075 | 0 |  | WND | WIND |  | 0.45807 | 50.7 | [9 empty] | 1878187 | 730944 | 203443 | 79175 |  |  |  | 0 | 0 | 0 | 0 | -- |  |  |  | 0 | 0 | 0 | 0 | -- |  |  |  |  | -- | [6 empty] | -- |  |  |  | 0 | 0 | 0 | -- | 0 | 0 | 1878187 | 730944 |  |  |  | EIA | EIA | EIA | n/a | EIA | EIA |  | 0 | 0 | 0 | 0 | 0 | 0 | 203443 | 0 | 0 | 0 | 0 | 0 | 203443 | 203443 | 0 | 203443 | 0 | 0 | 0 | 0 | 0 | 0 | 100 | 0 | 0 | 0 | 0 | 0 | 100 | 100 | 0 | 100
7801 | PA | Allegheny Ridge Wind Farm | 56451 | Pennsylvania Electric Co | 14711 | Leeward Asset Management, LLC | 50123 | PJM Interconnection, LLC | PJM | RFC | RFCE | RFC East | PJM | 42 | 021 | Cambria | 40.3839 | -78.5794 | 0 |  | WND | WIND |  | 0.28945 | 80 | [9 empty] | 1872700 | 472715 | 202849 | 51204 |  |  |  | 0 | 0 | 0 | 0 | -- |  |  |  | 0 | 0 | 0 | 0 | -- |  |  |  |  | -- | [6 empty] | -- |  |  |  | 0 | 0 | 0 | -- | 0 | 0 | 1872700 | 472715 |  |  |  | EIA | EIA | EIA | n/a | EIA | EIA |  | 0 | 0 | 0 | 0 | 0 | 0 | 202849 | 0 | 0 | 0 | 0 | 0 | 202849 | 202849 | 0 | 202849 | 0 | 0 | 0 | 0 | 0 | 0 | 100 | 0 | 0 | 0 | 0 | 0 | 100 | 100 | 0 | 100
3171 | IL | Archer Daniels Midland Co. - Peoria | 10866 | Ameren Illinois Company | 56697 | Archer Daniels Midland Co | 772 | Midcontinent Independent Transmission System Operator, Inc.. | MISO | SERC | SRMW | SERC Midwest | MISO | 17 | 143 | Peoria | 40.6772 | -89.6049 | 50 | 10 | NG | GAS |  | 0.3616 | 64 | 0.73067 |  | Yes | 1745966.4 | 0.396 | 0.34571 |  | 548783.1006 | 548783.1006 | 548783.101 | 548783.101 | 202727 | 104010 |  | 5.264 |  | 32073.37 | 2283.639 | 228.364 | 32132.745 | -- |  | 0.101 |  | 316.419 | 0.011 | 0.001 | 317.005 | -- |  | 0.019 |  | 116.889 | -- |  | 0.101 |  | 316.419 | 0.011 | 0.001 | -- |  | 15.227 |  | 92774.092 | 6605.56 | 660.556 | -- | 1587387.104 | 1587387.104 | 1587387.104 | 1587387.104 |  | EPA/CAMD |  | EIA | EIA | EIA | n/a | EPA/CAMD | EPA/CAMD | 2707.0055 | 0 | 0 | 202727 | 0 | 0 | 0 | 0 | 0 | 0 | 0 | 0 | 202727 | 0 | 0 | 202727 | 0 | 0 | 0 | 100 | 0 | 0 | 0 | 0 | 0 | 0 | 0 | 0 | 100 | 0 | 0 | 100 | 0
7691 | OR | Leaning Juniper | 56360 | PacifiCorp | 14354 | PacifiCorp | 14354 | PacifiCorp - West | PACW | WECC | NWPP | WECC Northwest |  | 41 | 021 | Gilliam | 45.6525 | -120.2098 | 0 |  | WND | WIND |  | 0.23014 | 100.5 | [9 empty] | 1870535 | 994934 | 202614 | 107770 |  |  |  | 0 | 0 | 0 | 0 | -- |  |  |  | 0 | 0 | 0 | 0 | -- |  |  |  |  | -- | [6 empty] | -- |  |  |  | 0 | 0 | 0 | -- | 0 | 0 | 1870535 | 994934 |  |  |  | EIA | EIA | EIA | n/a | EIA | EIA |  | 0 | 0 | 0 | 0 | 0 | 0 | 202614 | 0 | 0 | 0 | 0 | 0 | 202614 | 202614 | 0 | 202614 | 0 | 0 | 0 | 0 | 0 | 0 | 100 | 0 | 0 | 0 | 0 | 0 | 100 | 100 | 0 | 100
2109 | CO | Spring Canyon | 56320 | Public Service Co of Colorado | 15466 | Invenergy Services LLC | 49893 | Public Service Company of Colorado | PSCO | WECC | RMPA | WECC Rockies |  | 08 | 075 | Logan | 40.983 | -102.9647 | 0 |  | WND | WIND |  | 0.38538 | 60 | [9 empty] | 1869998 | 567685 | 202556 | 61491 |  |  |  | 0 | 0 | 0 | 0 | -- |  |  |  | 0 | 0 | 0 | 0 | -- |  |  |  |  | -- | [6 empty] | -- |  |  |  | 0 | 0 | 0 | -- | 0 | 0 | 1869998 | 567685 |  |  |  | EIA | EIA | EIA | n/a | EIA | EIA |  | 0 | 0 | 0 | 0 | 0 | 0 | 202556 | 0 | 0 | 0 | 0 | 0 | 202556 | 202556 | 0 | 202556 | 0 | 0 | 0 | 0 | 0 | 0 | 100 | 0 | 0 | 0 | 0 | 0 | 100 | 100 | 0 | 100
3768 | KY | Marshall | 55232 | Tennessee Valley Authority | 18642 | Tennessee Valley Authority | 18642 | Tennessee Valley Authority | TVA | SERC | SRTV | SERC Tennessee Valley |  | 21 | 157 | Marshall | 37.0286 | -88.3958 | 0 |  | NG | GAS |  | 0.03349 | 688 | 1 | [6 empty] | 2423733.277 | 951418.912 | 2423733.277 | 951418.912 | 201851 | 77258 | 32.255 | 10.913 | 0.734 | 144042.509 | 5580.372 | 570.934 | 144189.598 | -- | 0.32 | 0.283 | 0.007 | 1427.216 | 0.028 | 0.003 | 1428.674 | -- | 0.027 | 0.023 | 0.001 | 118.86 | -- | 0.32 | 0.283 | 0.007 | 1427.216 | 0.028 | 0.003 | -- | 32.255 | 10.913 | 0.734 | 144042.509 | 5580.372 | 570.934 | -- | 2423733.277 | 951418.912 | 2423733.277 | 951418.912 | EPA/CAMD | EPA/CAMD | EPA/CAMD | EPA/CAMD | EIA | EIA | n/a | EPA/CAMD | EPA/CAMD | 12007.5365 | 0 | 1464.302 | 200386.7 | 0 | 0 | 0 | 0 | 0 | 0 | 0 | 0 | 201851.002 | 0 | 0 | 201851.002 | 0 | 0 | 0.72544 | 99.2746 | 0 | 0 | 0 | 0 | 0 | 0 | 0 | 0 | 100 | 0 | 0 | 100 | 0
7606 | OR | Arlington Wind Power Project | 56855 | Bonneville Power Administration | 1738 | Arlington Wind Power Project LLC | 56074 | Bonneville Power Administration | BPAT | WECC | NWPP | WECC Northwest |  | 41 | 021 | Gilliam | 45.7167 | -120.2008 | 0 |  | WND | WIND |  | 0.22367 | 103 | [9 empty] | 1863119 | 1000491 | 201811 | 108372 |  |  |  | 0 | 0 | 0 | 0 | -- |  |  |  | 0 | 0 | 0 | 0 | -- |  |  |  |  | -- | [6 empty] | -- |  |  |  | 0 | 0 | 0 | -- | 0 | 0 | 1863119 | 1000491 |  |  |  | EIA | EIA | EIA | n/a | EIA | EIA |  | 0 | 0 | 0 | 0 | 0 | 0 | 201811 | 0 | 0 | 0 | 0 | 0 | 201811 | 201811 | 0 | 201811 | 0 | 0 | 0 | 0 | 0 | 0 | 100 | 0 | 0 | 0 | 0 | 0 | 100 | 100 | 0 | 100
9603 | WV | Gauley River Power Partners | 56333 | Appalachian Power Co | 733 | Gauley River Power Partners LP | 54686 | PJM Interconnection, LLC | PJM | RFC | RFCW | RFC West | PJM | 54 | 067 | Nicholas | 38.2192 | -80.8906 | 0 |  | WAT | HYDRO |  | 0.28777 | 80 | [9 empty] | 1861818 | 794026 | 201670 | 86008 |  |  |  | 0 | 0 | 0 | 0 | -- |  |  |  | 0 | 0 | 0 | 0 | -- |  |  |  |  | -- | [6 empty] | -- |  |  |  | 0 | 0 | 0 | -- | 0 | 0 | 1861818 | 794026 |  |  |  | EIA | EIA | EIA | n/a | EIA | EIA |  | 0 | 0 | 0 | 0 | 201670 | 0 | 0 | 0 | 0 | 0 | 0 | 0 | 201670 | 0 | 0 | 201670 | 0 | 0 | 0 | 0 | 100 | 0 | 0 | 0 | 0 | 0 | 0 | 0 | 100 | 0 | 0 | 100
219 | AL | Thurlow Dam | 19 | Alabama Power Co | 195 | Alabama Power Co | 195 | Southern Company Services, Inc. - Trans | SOCO | SERC | SRSO | SERC South |  | 01 | 051 | Elmore | 32.5354 | -85.8876 | 0 |  | WAT | HYDRO |  | 0.25169 | 91 | [9 empty] | 1852309 | 361821.999 | 200640 | 39191.999 |  |  |  | 0 | 0 | 0 | 0 | -- |  |  |  | 0 | 0 | 0 | 0 | -- |  |  |  |  | -- | [6 empty] | -- |  |  |  | 0 | 0 | 0 | -- | 0 | 0 | 1852309 | 361821.999 |  |  |  | EIA | EIA | EIA | n/a | EIA | EIA |  | 0 | 0 | 0 | 0 | 200640 | 0 | 0 | 0 | 0 | 0 | 0 | 0 | 200640 | 0 | 0 | 200640 | 0 | 0 | 0 | 0 | 100 | 0 | 0 | 0 | 0 | 0 | 0 | 0 | 100 | 0 | 0 | 100
1256 | CA | Montezuma Wind II | 57701 | Pacific Gas & Electric Co | 14328 | NextEra Energy Montezuma Wind II, LLC | 57026 | California Independent System Operator | CISO | WECC | CAMX | WECC California | CAISO | 06 | 095 | Solano | 38.1167 | -121.8219 | 0 |  | WND | WIND |  | 0.29287 | 78.2 | [9 empty] | 1852159 | 1251093 | 200624 | 135517 |  |  |  | 0 | 0 | 0 | 0 | -- |  |  |  | 0 | 0 | 0 | 0 | -- |  |  |  |  | -- | [6 empty] | -- |  |  |  | 0 | 0 | 0 | -- | 0 | 0 | 1852159 | 1251093 |  |  |  | EIA | EIA | EIA | n/a | EIA | EIA |  | 0 | 0 | 0 | 0 | 0 | 0 | 200624 | 0 | 0 | 0 | 0 | 0 | 200624 | 200624 | 0 | 200624 | 0 | 0 | 0 | 0 | 0 | 0 | 100 | 0 | 0 | 0 | 0 | 0 | 100 | 100 | 0 | 100
8825 | TX | Valero Refinery Corpus Christi West | 50121 | AEP Texas Central Company | 3278 | Valero Refining Co | 19685 | Electric Reliability Council of Texas, Inc. | ERCO | TRE | ERCT | ERCOT All | ERCOT | 48 | 355 | Nueces | 27.8175 | -97.4814 | 4 | 2 | PC | OIL |  | 0.29812 | 76.7 | 0.83647 |  | Yes | 0 |  | 1 |  | 2943933 | 1302439.18 | 3456375.832 | 1528297.388 | 200304 | 90337 | 395.85 | 169.376 | 190.893 | 242211.984 | 12172.401 | 2068.924 | 242660.477 | -- | 3.952 | 3.75 | 1.906 | 2418.444 | 0.061 | 0.01 | 2422.922 | -- | 0.269 | 0.26 | 0.13 | 164.55 | -- | 3.952 | 3.75 | 1.906 | 2418.444 | 0.061 | 0.01 | -- | 395.85 | 169.376 | 190.893 | 242211.984 | 12172.401 | 2068.924 | -- | 2943933 | 1302439.18 | 3456375.832 | 1528297.388 | EIA | EIA | EIA | EIA | EIA | EIA | n/a | EPA/CAMD; EIA | EPA/CAMD; EIA | 14697.3251 | 0 | 86725.725 | 34753.691 | 0 | 0 | 0 | 0 | 0 | 0 | 77616.584 | 1208 | 200304 | 0 | 0 | 200304 | 0 | 0 | 43.2971 | 17.3505 | 0 | 0 | 0 | 0 | 0 | 0 | 38.7494 | 0.60308 | 100 | 0 | 0 | 100 | 0
7730 | OR | Pebble Springs Wind LLC | 56789 | Bonneville Power Administration | 1738 | Avangrid Renewables LLC | 15399 | Bonneville Power Administration | BPAT | WECC | NWPP | WECC Northwest |  | 41 | 021 | Gilliam | 45.7119 | -120.125 | 0 |  | WND | WIND |  | 0.23117 | 98.7 | [9 empty] | 1845220 | 990502 | 199872 | 107290 |  |  |  | 0 | 0 | 0 | 0 | -- |  |  |  | 0 | 0 | 0 | 0 | -- |  |  |  |  | -- | [6 empty] | -- |  |  |  | 0 | 0 | 0 | -- | 0 | 0 | 1845220 | 990502 |  |  |  | EIA | EIA | EIA | n/a | EIA | EIA |  | 0 | 0 | 0 | 0 | 0 | 0 | 199872 | 0 | 0 | 0 | 0 | 0 | 199872 | 199872 | 0 | 199872 | 0 | 0 | 0 | 0 | 0 | 0 | 100 | 0 | 0 | 0 | 0 | 0 | 100 | 100 | 0 | 100
1064 | CA | Ivanpah 2 | 57073 | Southern California Edison Co | 17609 | NRG Energy Services | 57499 | California Independent System Operator | CISO | WECC | CAMX | WECC California | CAISO | 06 | 071 | San Bernardino | 35.5561 | -115.4686 | 1 | 1 | SUN | SOLAR |  | 0.17088 | 133.4 | [7 empty] | 368335.4 | 147741 | 2491100.4 | 1124394 | 199682 | 93944 | 2.028 | 0.813 | 0.108 | 21734.1 | 804.426 | 80.443 | 21755.015 | -- | 0.02 | 0.017 | 0.001 | 217.687 | 0.004 | 0 | 217.897 | -- | 0.011 | 0.011 | 0.001 | 118.013 | -- | 0.438 | 0.373 | 0.023 | 4689.126 | 0.087 | 0.009 | -- | 2.028 | 0.813 | 0.108 | 21734.1 | 804.426 | 80.443 | -- | 368335.4 | 147741 | 2491100.4 | 1124394 | EPA/CAMD | EPA/CAMD | EPA/CAMD | EPA/CAMD; EIA | EIA | EIA | n/a | EPA/CAMD; EIA | EPA/CAMD; EIA | 39734.1316 | 0 | 0 | 9270 | 0 | 0 | 0 | 0 | 190412 | 0 | 0 | 0 | 9270 | 190412 | 190412 | 9270 | 190412 | 0 | 0 | 4.6424 | 0 | 0 | 0 | 0 | 95.3576 | 0 | 0 | 0 | 4.6424 | 95.3576 | 95.3576 | 4.6424 | 95.3576
6711 | NM | Milo Wind Project LLC | 59838 | Southwestern Public Service Co | 17718 | EDF Renewable Asset Holdings, Inc. | 57170 | Southwest Power Pool | SWPP | SPP | SPSO | SPP South |  | 35 | 041 | Roosevelt | 33.9018 | -103.3468 | 0 |  | WND | WIND |  | 0.45531 | 50 | [9 empty] | 1841102 | 721158 | 199426 | 78115 |  |  |  | 0 | 0 | 0 | 0 | -- |  |  |  | 0 | 0 | 0 | 0 | -- |  |  |  |  | -- | [6 empty] | -- |  |  |  | 0 | 0 | 0 | -- | 0 | 0 | 1841102 | 721158 |  |  |  | EIA | EIA | EIA | n/a | EIA | EIA |  | 0 | 0 | 0 | 0 | 0 | 0 | 199426 | 0 | 0 | 0 | 0 | 0 | 199426 | 199426 | 0 | 199426 | 0 | 0 | 0 | 0 | 0 | 0 | 100 | 0 | 0 | 0 | 0 | 0 | 100 | 100 | 0 | 100
7787 | OR | Wheat Field Wind Power Project | 56854 | Bonneville Power Administration | 1738 | Wheat Field Wind Power Project LLC | 56073 | Bonneville Power Administration | BPAT | WECC | NWPP | WECC Northwest |  | 41 | 021 | Gilliam | 45.6758 | -120.3183 | 0 |  | WND | WIND |  | 0.23423 | 97 | [9 empty] | 1837446 | 983900 | 199030 | 106575 |  |  |  | 0 | 0 | 0 | 0 | -- |  |  |  | 0 | 0 | 0 | 0 | -- |  |  |  |  | -- | [6 empty] | -- |  |  |  | 0 | 0 | 0 | -- | 0 | 0 | 1837446 | 983900 |  |  |  | EIA | EIA | EIA | n/a | EIA | EIA |  | 0 | 0 | 0 | 0 | 0 | 0 | 199030 | 0 | 0 | 0 | 0 | 0 | 199030 | 199030 | 0 | 199030 | 0 | 0 | 0 | 0 | 0 | 0 | 100 | 0 | 0 | 0 | 0 | 0 | 100 | 100 | 0 | 100
9587 | WI | Wissota | 4015 | Northern States Power Co | 13780 | Northern States Power Co - Minnesota | 13781 | Midcontinent Independent Transmission System Operator, Inc.. | MISO | MRO | MROW | MRO West | MISO | 55 | 017 | Chippewa | 44.9378 | -91.3406 | 0 |  | WAT | HYDRO |  | 0.57649 | 39.4 | [9 empty] | 1836920.998 | 780848 | 198973 | 84580.998 |  |  |  | 0 | 0 | 0 | 0 | -- |  |  |  | 0 | 0 | 0 | 0 | -- |  |  |  |  | -- | [6 empty] | -- |  |  |  | 0 | 0 | 0 | -- | 0 | 0 | 1836920.998 | 780848 |  |  |  | EIA | EIA | EIA | n/a | EIA | EIA |  | 0 | 0 | 0 | 0 | 198973 | 0 | 0 | 0 | 0 | 0 | 0 | 0 | 198973 | 0 | 0 | 198973 | 0 | 0 | 0 | 0 | 100 | 0 | 0 | 0 | 0 | 0 | 0 | 0 | 100 | 0 | 0 | 100
2530 | GA | Decatur Parkway Solar Project, LLC | 59450 | Georgia Power Co | 7140 | Southern Power Co | 17650 | Southern Company Services, Inc. - Trans | SOCO | SERC | SRSO | SERC South |  | 13 | 087 | Decatur | 30.9919 | -84.6339 | 0 |  | SUN | SOLAR |  | 0.28371 | 80 | [9 empty] | 1835525 | 926681 | 198822 | 100377 |  |  |  | 0 | 0 | 0 | 0 | -- |  |  |  | 0 | 0 | 0 | 0 | -- |  |  |  |  | -- | [6 empty] | -- |  |  |  | 0 | 0 | 0 | -- | 0 | 0 | 1835525 | 926681 |  |  |  | EIA | EIA | EIA | n/a | EIA | EIA |  | 0 | 0 | 0 | 0 | 0 | 0 | 0 | 198822 | 0 | 0 | 0 | 0 | 198822 | 198822 | 0 | 198822 | 0 | 0 | 0 | 0 | 0 | 0 | 0 | 100 | 0 | 0 | 0 | 0 | 100 | 100 | 0 | 100
3264 | IL | GSG LLC | 56450 | Commonwealth Edison Co | 4110 | Leeward Asset Management, LLC | 50123 | PJM Interconnection, LLC | PJM | RFC | RFCW | RFC West | PJM | 17 | 103 | Lee | 41.6436 | -89.1731 | 0 |  | WND | WIND |  | 0.28367 | 80 | [9 empty] | 1835295 | 494716 | 198797 | 53587 |  |  |  | 0 | 0 | 0 | 0 | -- |  |  |  | 0 | 0 | 0 | 0 | -- |  |  |  |  | -- | [6 empty] | -- |  |  |  | 0 | 0 | 0 | -- | 0 | 0 | 1835295 | 494716 |  |  |  | EIA | EIA | EIA | n/a | EIA | EIA |  | 0 | 0 | 0 | 0 | 0 | 0 | 198797 | 0 | 0 | 0 | 0 | 0 | 198797 | 198797 | 0 | 198797 | 0 | 0 | 0 | 0 | 0 | 0 | 100 | 0 | 0 | 0 | 0 | 0 | 100 | 100 | 0 | 100
8580 | TX | Llano Estacado Wind Ranch | 55579 | Southwestern Public Service Co | 17718 | Shell Wind Energy Inc. | 17058 | Southwest Power Pool | SWPP | SPP | SPSO | SPP South |  | 48 | 065 | Carson | 35.4789 | -101.2439 | 0 |  | WND | WIND |  | 0.28365 | 80 | [9 empty] | 1835146 | 736972 | 198781 | 79828 |  |  |  | 0 | 0 | 0 | 0 | -- |  |  |  | 0 | 0 | 0 | 0 | -- |  |  |  |  | -- | [6 empty] | -- |  |  |  | 0 | 0 | 0 | -- | 0 | 0 | 1835146 | 736972 |  |  |  | EIA | EIA | EIA | n/a | EIA | EIA |  | 0 | 0 | 0 | 0 | 0 | 0 | 198781 | 0 | 0 | 0 | 0 | 0 | 198781 | 198781 | 0 | 198781 | 0 | 0 | 0 | 0 | 0 | 0 | 100 | 0 | 0 | 0 | 0 | 0 | 100 | 100 | 0 | 100
2515 | GA | Buford | 759 | Georgia Power Co | 7140 | USCE-Mobile District | 27813 | Southern Company Services, Inc. - Trans | SOCO | SERC | SRSO | SERC South |  | 13 | 117 | Forsyth | 34.1623 | -84.0774 | 0 |  | WAT | HYDRO |  | 0.10442 | 217.2 | [9 empty] | 1834188.001 | 508610 | 198677 | 55091.999 |  |  |  | 0 | 0 | 0 | 0 | -- |  |  |  | 0 | 0 | 0 | 0 | -- |  |  |  |  | -- | [6 empty] | -- |  |  |  | 0 | 0 | 0 | -- | 0 | 0 | 1834188.001 | 508610 |  |  |  | EIA | EIA | EIA | n/a | EIA | EIA |  | 0 | 0 | 0 | 0 | 198677 | 0 | 0 | 0 | 0 | 0 | 0 | 0 | 198677 | 0 | 0 | 198677 | 0 | 0 | 0 | 0 | 100 | 0 | 0 | 0 | 0 | 0 | 0 | 0 | 100 | 0 | 0 | 100
3238 | IL | Exxonmobil Oil Corporation | 50627 | Commonwealth Edison Co | 4110 | ExxonMobil Oil Corp | 5519 | PJM Interconnection, LLC | PJM | RFC | RFCW | RFC West | PJM | 17 | 197 | Will | 41.4167 | -88.1833 | 8 |  | PRG | OTHF |  | 0.57066 | 39.7 | 0.38223 |  | Yes | 3936707.2 | 0.172 | 0.1866 |  | 0 | 0 | 0 | 0 | 198460.881 | 81014 |  | 8.984 |  | 0 | 2727.93 | 272.174 | 70.83 | -- |  | 0.222 |  | 0 | 0.014 | 0.001 | 0.714 | -- |  |  |  |  | -- |  | 0.222 |  | 0 | 0.014 | 0.001 | -- |  | 48.145 |  | 0 | 14618.874 | 1458.572 | -- | 0 | 0 | 0 | 0 |  | EPA/CAMD |  | EIA | EIA | EIA | n/a | EPA/CAMD; EIA | EIA | 0 | 0 | 0 | 0 | 0 | 0 | 0 | 0 | 0 | 0 | 198461.241 | 0 | 198461.241 | 0 | 0 | 198461.241 | 0 | 0 | 0 | 0 | 0 | 0 | 0 | 0 | 0 | 0 | 100 | 0 | 100 | 0 | 0 | 100 | 0
256 | AR | Greers Ferry Lake | 188 | Southwestern Power Administration | 17716 | USCE-Little Rock District | 19647 | Southwestern Power Administration | SPA | SPP | SPSO | SPP South | SPP | 05 | 023 | Cleburne | 35.5207 | -91.9953 | 0 |  | WAT | HYDRO |  | 0.23559 | 96 | [9 empty] | 1829063 | 551215 | 198122 | 59707 |  |  |  | 0 | 0 | 0 | 0 | -- |  |  |  | 0 | 0 | 0 | 0 | -- |  |  |  |  | -- | [6 empty] | -- |  |  |  | 0 | 0 | 0 | -- | 0 | 0 | 1829063 | 551215 |  |  |  | EIA | EIA | EIA | n/a | EIA | EIA |  | 0 | 0 | 0 | 0 | 198122 | 0 | 0 | 0 | 0 | 0 | 0 | 0 | 198122 | 0 | 0 | 198122 | 0 | 0 | 0 | 0 | 100 | 0 | 0 | 0 | 0 | 0 | 0 | 0 | 100 | 0 | 0 | 100
3059 | ID | Evander Andrews Power Complex | 7953 | Idaho Power Co | 9191 | Idaho Power Co | 9191 | Idaho Power Company | IPCO | WECC | NWPP | WECC Northwest |  | 16 | 039 | Elmore | 43.1792 | -115.7343 | 0 |  | NG | GAS |  | 0.08348 | 270.9 | 1 | [6 empty] | 2118517.039 | 1188964.855 | 2118517.039 | 1188964.855 | 198102 | 109726.001 | 44.113 | 24.898 | 0.636 | 125900.019 | 4537.743 | 453.774 | 126018 | -- | 0.445 | 0.454 | 0.006 | 1271.063 | 0.023 | 0.002 | 1272.254 | -- | 0.042 | 0.042 | 0.001 | 118.857 | -- | 0.445 | 0.454 | 0.006 | 1271.063 | 0.023 | 0.002 | -- | 44.113 | 24.898 | 0.636 | 125900.019 | 4537.743 | 453.774 | -- | 2118517.039 | 1188964.855 | 2118517.039 | 1188964.855 | EPA/CAMD | EPA/CAMD | EPA/CAMD | EPA/CAMD | EIA | EIA | n/a | EPA/CAMD | EPA/CAMD | 10694.0719 | 0 | 0 | 198102 | 0 | 0 | 0 | 0 | 0 | 0 | 0 | 0 | 198102 | 0 | 0 | 198102 | 0 | 0 | 0 | 100 | 0 | 0 | 0 | 0 | 0 | 0 | 0 | 0 | 100 | 0 | 0 | 100 | 0
6194 | ND | Wilton Wind II LLC | 57120 | Central Power Elec Coop, Inc | 3279 | Wilton Wind II LLC | 56415 | Midcontinent Independent Transmission System Operator, Inc.. | MISO | MRO | MROW | MRO West | MISO | 38 | 015 | Burleigh | 47.1333 | -100.7011 | 0 |  | WND | WIND |  | 0.45675 | 49.5 | [9 empty] | 1828443 | 708002 | 198055 | 76690 |  |  |  | 0 | 0 | 0 | 0 | -- |  |  |  | 0 | 0 | 0 | 0 | -- |  |  |  |  | -- | [6 empty] | -- |  |  |  | 0 | 0 | 0 | -- | 0 | 0 | 1828443 | 708002 |  |  |  | EIA | EIA | EIA | n/a | EIA | EIA |  | 0 | 0 | 0 | 0 | 0 | 0 | 198055 | 0 | 0 | 0 | 0 | 0 | 198055 | 198055 | 0 | 198055 | 0 | 0 | 0 | 0 | 0 | 0 | 100 | 0 | 0 | 0 | 0 | 0 | 100 | 100 | 0 | 100
7888 | PA | Highland North Wind Farm | 57991 | Pennsylvania Electric Co | 14711 | Everpower Wind Holdings Inc | 58672 | PJM Interconnection, LLC | PJM | RFC | RFCE | RFC East | PJM | 42 | 021 | Cambria | 40.3196 | -78.6806 | 0 |  | WND | WIND |  | 0.30139 | 75 | [9 empty] | 1828049 | 434764 | 198012 | 47093 |  |  |  | 0 | 0 | 0 | 0 | -- |  |  |  | 0 | 0 | 0 | 0 | -- |  |  |  |  | -- | [6 empty] | -- |  |  |  | 0 | 0 | 0 | -- | 0 | 0 | 1828049 | 434764 |  |  |  | EIA | EIA | EIA | n/a | EIA | EIA |  | 0 | 0 | 0 | 0 | 0 | 0 | 198012 | 0 | 0 | 0 | 0 | 0 | 198012 | 198012 | 0 | 198012 | 0 | 0 | 0 | 0 | 0 | 0 | 100 | 0 | 0 | 0 | 0 | 0 | 100 | 100 | 0 | 100
7152 | NY | Onondaga County Resource Recovery | 50662 | Niagara Mohawk Power Corp. | 13573 | Covanta Onondega LP | 4487 | New York Independent System Operator | NYIS | NPCC | NYUP | NPCC Upstate NY | NYISO | 36 | 067 | Onondaga | 43.0047 | -76.1149 | 3 | 3 | MSW | BIOMASS |  | 0.57159 | 39.5 | 0.38069 | Yes | [5 empty] | 3496128.63 | 1553954.651 | 3496128.63 | 1553954.651 | 197780 | 90756 | 531.218 | 236.037 | 18.92 | 171421.924 | 245589.122 | 32232.507 | 178996.648 | -- | 5.372 | 5.202 | 0.191 | 1733.461 | 1.242 | 0.163 | 1810.058 | -- | 0.304 | 0.304 | 0.011 | 98.064 | -- | 5.372 | 5.202 | 0.191 | 1733.461 | 1.242 | 0.163 | -- | 531.218 | 236.037 | 18.92 | 348899.124 | 245589.122 | 32232.507 | -- | 3496128.63 | 1553954.651 | 3496128.63 | 1553954.651 | EIA | EIA | EIA | EIA | EIA | EIA | n/a | EIA | EIA | 17676.8566 | 0 | 0 | 859.347 | 0 | 0 | 196920.649 | 0 | 0 | 0 | 0 | 0 | 859.347 | 196920.649 | 196920.649 | 197779.996 | 0 | 0 | 0 | 0.4345 | 0 | 0 | 99.5655 | 0 | 0 | 0 | 0 | 0 | 0.4345 | 99.5655 | 99.5655 | 100 | 0
4768 | MN | Blue Lake Generating Plant | 8027 | Northern States Power Co - Minnesota | 13781 | Northern States Power Co - Minnesota | 13781 | Midcontinent Independent Transmission System Operator, Inc.. | MISO | MRO | MROW | MRO West | MISO | 27 | 139 | Scott | 44.7855 | -93.4315 | 0 |  | NG | GAS |  | 0.0403 | 559.4 | 1 | [6 empty] | 2356064.704 | 2075398.353 | 2356064.704 | 2075398.353 | 197508 | 176687.002 | 59.526 | 53.823 | 1.392 | 140787.891 | 4926.837 | 518.141 | 140919.935 | -- | 0.603 | 0.609 | 0.014 | 1425.642 | 0.025 | 0.003 | 1426.98 | -- | 0.051 | 0.052 | 0.001 | 119.511 | -- | 0.603 | 0.609 | 0.014 | 1425.642 | 0.025 | 0.003 | -- | 59.526 | 53.823 | 1.392 | 140787.891 | 4926.837 | 518.141 | -- | 2356064.704 | 2075398.353 | 2356064.704 | 2075398.353 | EPA/CAMD | EPA/CAMD | EPA/CAMD | EPA/CAMD; EIA | EIA | EIA | n/a | EPA/CAMD | EPA/CAMD | 11928.9582 | 0 | 2144.972 | 195363.03 | 0 | 0 | 0 | 0 | 0 | 0 | 0 | 0 | 197508.002 | 0 | 0 | 197508.002 | 0 | 0 | 1.086 | 98.914 | 0 | 0 | 0 | 0 | 0 | 0 | 0 | 0 | 100 | 0 | 0 | 100 | 0
1381 | CA | PE Berkeley | 50849 | Pacific Gas & Electric Co | 14328 | Olympus Power | 49905 | California Independent System Operator | CISO | WECC | CAMX | WECC California | CAISO | 06 | 001 | Alameda | 37.8703 | -122.2634 | 0 |  | NG | GAS |  | 0.78981 | 28.5 | 0.016983 |  | Yes | 934260.8 | 0.72 | 0.48992 |  | 1112744.5611 | 62855.6331 | 1112744.561 | 62855.633 | 197184 | 92508.597 | 171.687 | 80.546 | 1.778 | 65033.832 | 2453.184 | 245.318 | 65097.615 | -- | 1.741 | 1.741 | 0.018 | 659.626 | 0.012 | 0.001 | 660.273 | -- | 0.309 | 2.563 | 0.003 | 116.889 | -- | 1.741 | 1.741 | 0.018 | 659.626 | 0.012 | 0.001 | -- | 350.442 | 164.409 | 3.63 | 132745.073 | 5007.363 | 500.736 | -- | 2271300.239 | 128299 | 2271300.239 | 128299 | EIA | EIA | EIA | EIA | EIA | EIA | n/a | EPA/CAMD; EIA | EPA/CAMD; EIA | 5643.1788 | 0 | 0 | 197184 | 0 | 0 | 0 | 0 | 0 | 0 | 0 | 0 | 197184 | 0 | 0 | 197184 | 0 | 0 | 0 | 100 | 0 | 0 | 0 | 0 | 0 | 0 | 0 | 0 | 100 | 0 | 0 | 100 | 0
5194 | MO | MU Combined Heat and Power Plant | 50969 | City of Columbia - (MO) | 4045 | Curators of the University of Missouri | 34359 | Midcontinent Independent Transmission System Operator, Inc.. | MISO | SERC | SRMW | SERC Midwest | MISO | 29 | 019 | Boone | 38.9461 | -92.3328 | 36 | 32 | WDS | BIOMASS | Yes | 0.24689 | 91.1 | 0.92185 | Yes | Yes | 2167337.6 | 0.31 | 0.29263 |  | 1100884.8488 | 434319.5879 | 1100884.849 | 434319.588 | 197027 | 90060 | 103.921 | 42.699 | 817.755 | 61765.136 | 32670.621 | 4386.414 | 62788.072 | -- | 1.055 | 0.948 | 8.301 | 626.971 | 0.166 | 0.022 | 637.355 | -- | 0.189 | 0.197 | 1.486 | 112.21 | -- | 1.055 | 0.948 | 8.301 | 626.971 | 0.166 | 0.022 | -- | 355.126 | 145.915 | 2794.493 | 325538.311 | 111644.447 | 14989.575 | -- | 3762024.65 | 1484188.83 | 3762024.65 | 1484188.83 | EPA/CAMD; EIA | EPA/CAMD; EIA | EIA | EIA | EIA | EIA | n/a | EPA/CAMD; EIA | EPA/CAMD; EIA | 5587.4822 | 52506.228 | 0 | 97357.601 | 0 | 0 | 47163.171 | 0 | 0 | 0 | 0 | 0 | 149863.829 | 47163.171 | 47163.171 | 197027 | 0 | 26.6493 | 0 | 49.4133 | 0 | 0 | 23.9374 | 0 | 0 | 0 | 0 | 0 | 76.0626 | 23.9374 | 23.9374 | 100 | 0
4803 | MN | Covanta Hennepin Energy | 10013 | Northern States Power Co - Minnesota | 13781 | Covanta Energy Co | 4435 | Midcontinent Independent Transmission System Operator, Inc.. | MISO | MRO | MROW | MRO West | MISO | 27 | 053 | Hennepin | 44.9833 | -93.2804 | 2 | 2 | MSW | BIOMASS |  | 0.56816 | 39.5 | 0.3864 | Yes | Yes | 0 |  | 1 |  | 3604405.562 | 1514099.597 | 3604405.562 | 1514099.597 | 196594 | 82695 | 389.195 | 15.141 | 17.521 | 177280.917 | 249227.731 | 32706.043 | 184967.245 | -- | 3.959 | 0.366 | 0.178 | 1803.523 | 1.268 | 0.166 | 1881.718 | -- | 0.216 | 0.02 | 0.01 | 98.369 | -- | 3.959 | 0.366 | 0.178 | 1803.523 | 1.268 | 0.166 | -- | 389.195 | 15.141 | 17.521 | 357294.4 | 249227.731 | 32706.043 | -- | 3604405.562 | 1514099.597 | 3604405.562 | 1514099.597 | EIA | EIA | EIA | EIA | EIA | EIA | n/a | EIA | EIA | 18334.2603 | 0 | 0 | 4023.953 | 0 | 0 | 192570.047 | 0 | 0 | 0 | 0 | 0 | 4023.953 | 192570.047 | 192570.047 | 196594 | 0 | 0 | 0 | 2.0468 | 0 | 0 | 97.9532 | 0 | 0 | 0 | 0 | 0 | 2.0468 | 97.9532 | 97.9532 | 100 | 0
1356 | CA | Oxnard Paper Mill | 57585 | Southern California Edison Co | 17609 | New-Indy, Oxnard LLC | 58264 | California Independent System Operator | CISO | WECC | CAMX | WECC California | CAISO | 06 | 111 | Ventura | 34.1414 | -119.1831 | 0 |  | NG | GAS |  | 0.77343 | 29 | 0.044284 |  | Yes | 904223.2 | 0.742 | 0.49719 |  | 1102638.8591 | 517301.5452 | 1102638.859 | 517301.545 | 196482 | 92179 | 173.644 | 81.465 | 1.762 | 64443.209 | 2430.905 | 243.09 | 64506.412 | -- | 1.768 | 1.768 | 0.018 | 655.971 | 0.012 | 0.001 | 656.614 | -- | 0.315 | 0.315 | 0.003 | 116.889 | -- | 1.768 | 1.768 | 0.018 | 655.971 | 0.012 | 0.001 | -- | 349.249 | 163.85 | 3.544 | 129614.302 | 4889.266 | 488.927 | -- | 2217732 | 1040446 | 2217732 | 1040446 | EIA | EIA | EIA | EIA | EIA | EIA | n/a | EIA | EIA | 5611.9078 | 0 | 0 | 196482 | 0 | 0 | 0 | 0 | 0 | 0 | 0 | 0 | 196482 | 0 | 0 | 196482 | 0 | 0 | 0 | 100 | 0 | 0 | 0 | 0 | 0 | 0 | 0 | 0 | 100 | 0 | 0 | 100 | 0
1884 | CA | Wadham Energy LP | 50293 | Pacific Gas & Electric Co | 14328 | Wadham Energy Ltd Partners | 19946 | California Independent System Operator | CISO | WECC | CAMX | WECC California | CAISO | 06 | 011 | Colusa | 39.1062 | -122.1096 | 1 | 1 | AB | BIOMASS |  | 0.78405 | 28.6 | 0.026582 | Yes | [5 empty] | 2720141.586 | 1180559.712 | 2720141.586 | 1180559.712 | 196433 | 85690 | 108.806 | 47.222 | 33.962 | 213.532 | 191650.801 | 25153.916 | 6124.722 | -- | 1.108 | 1.102 | 0.346 | 2.174 | 0.976 | 0.128 | 62.359 | -- | 0.08 | 0.08 | 0.025 | 0.157 | -- | 1.108 | 1.102 | 0.346 | 2.174 | 0.976 | 0.128 | -- | 108.806 | 47.222 | 33.962 | 354063.504 | 191650.801 | 25153.916 | -- | 2720141.586 | 1180559.712 | 2720141.586 | 1180559.712 | EIA | EIA | EIA | EIA | EIA | EIA | n/a | EIA | EIA | 13847.6815 | 0 | 0 | 259.337 | 0 | 0 | 196173.66 | 0 | 0 | 0 | 0 | 0 | 259.337 | 196173.66 | 196173.66 | 196432.997 | 0 | 0 | 0 | 0.13202 | 0 | 0 | 99.868 | 0 | 0 | 0 | 0 | 0 | 0.13202 | 99.868 | 99.868 | 100 | 0
3836 | LA | Lake Charles Polymers | 57884 | Entergy Louisiana LLC | 11241 | Equistar Chemicals LP | 5065 | Midcontinent Independent Transmission System Operator, Inc.. | MISO | SPP | SRMV | SERC Mississippi Valley | MISO | 22 | 019 | Calcasieu | 30.1966 | -93.322 | 0 |  | NG | GAS |  | 0.71903 | 31.1 | 0.13495 | [6 empty] | 2031076 | 919104 | 2031076 | 919104 | 195889 | 88534 | 1198.078 | 547.157 | 3.245 | 118705.281 | 4477.787 | 447.742 | 118821.698 | -- | 12.232 | 12.36 | 0.033 | 1211.965 | 0.023 | 0.002 | 1213.153 | -- | 1.18 | 1.191 | 0.003 | 116.889 | -- | 12.232 | 12.36 | 0.033 | 1211.965 | 0.023 | 0.002 | -- | 1198.078 | 547.157 | 3.245 | 118705.281 | 4477.787 | 447.742 | -- | 2031076 | 919104 | 2031076 | 919104 | EIA | EIA | EIA | EIA | EIA | EIA | n/a | EIA | EIA | 10368.5046 | 0 | 0 | 187944.149 | 0 | 0 | 0 | 0 | 0 | 0 | 7944.851 | 0 | 195889 | 0 | 0 | 195889 | 0 | 0 | 0 | 95.9442 | 0 | 0 | 0 | 0 | 0 | 0 | 4.0558 | 0 | 100 | 0 | 0 | 100 | 0
2635 | GA | Smarr Energy Facility | 7829 | Georgia Transmission Corp | 7197 | Oglethorpe Power Corporation | 13994 | Southern Company Services, Inc. - Trans | SOCO | SERC | SRSO | SERC South |  | 13 | 207 | Monroe | 32.9842 | -83.8464 | 0 |  | NG | GAS |  | 0.09233 | 242 | 1 | [6 empty] | 2382988.946 | 1977428.786 | 2382988.946 | 1977428.786 | 195729 | 162014 | 48.535 | 39.747 | 0.715 | 141617.624 | 5586.315 | 558.632 | 141762.868 | -- | 0.496 | 0.491 | 0.007 | 1447.079 | 0.029 | 0.003 | 1448.563 | -- | 0.041 | 0.04 | 0.001 | 118.857 | -- | 0.496 | 0.491 | 0.007 | 1447.079 | 0.029 | 0.003 | -- | 48.535 | 39.747 | 0.715 | 141617.624 | 5586.315 | 558.632 | -- | 2382988.946 | 1977428.786 | 2382988.946 | 1977428.786 | EPA/CAMD | EPA/CAMD | EPA/CAMD | EPA/CAMD | EIA | EIA | n/a | EPA/CAMD | EPA/CAMD | 12174.9406 | 0 | 0 | 195729 | 0 | 0 | 0 | 0 | 0 | 0 | 0 | 0 | 195729 | 0 | 0 | 195729 | 0 | 0 | 0 | 100 | 0 | 0 | 0 | 0 | 0 | 0 | 0 | 0 | 100 | 0 | 0 | 100 | 0
7506 | OK | Broken Bow Dam | 6415 | Western Farmers Elec Coop, Inc | 20447 | USCE-Tulsa District | 27470 | Southwest Power Pool | SWPP | SPP | SPSO | SPP South |  | 40 | 089 | McCurtain | 34.1388 | -94.6845 | 0 |  | WAT | HYDRO |  | 0.22331 | 100 | [9 empty] | 1805972 | 506882 | 195621 | 54905 |  |  |  | 0 | 0 | 0 | 0 | -- |  |  |  | 0 | 0 | 0 | 0 | -- |  |  |  |  | -- | [6 empty] | -- |  |  |  | 0 | 0 | 0 | -- | 0 | 0 | 1805972 | 506882 |  |  |  | EIA | EIA | EIA | n/a | EIA | EIA |  | 0 | 0 | 0 | 0 | 195621 | 0 | 0 | 0 | 0 | 0 | 0 | 0 | 195621 | 0 | 0 | 195621 | 0 | 0 | 0 | 0 | 100 | 0 | 0 | 0 | 0 | 0 | 0 | 0 | 100 | 0 | 0 | 100
2422 | FL | Pasco Cnty Solid Waste Resource Recovery | 50666 | Duke Energy Florida, Inc | 6455 | Pasco County | 14519 | Progress Energy Florida | FPC | FRCC | FRCC | FRCC All |  | 12 | 101 | Pasco | 28.3681 | -82.5583 | 3 | 3 | MSW | BIOMASS |  | 0.71497 | 31.2 | 0.14171 | Yes | [5 empty] | 3500137.311 | 1509970.399 | 3500137.311 | 1509970.399 | 195411 | 86915 | 834.14 | 364.913 | 12.083 | 171550.803 | 246348.088 | 32332.601 | 179149.011 | -- | 8.537 | 8.397 | 0.124 | 1755.795 | 1.261 | 0.165 | 1833.561 | -- | 0.477 | 0.483 | 0.007 | 98.025 | -- | 8.537 | 8.397 | 0.124 | 1755.795 | 1.261 | 0.165 | -- | 834.14 | 364.913 | 12.083 | 349589.389 | 246348.088 | 32332.601 | -- | 3500137.311 | 1509970.399 | 3500137.311 | 1509970.399 | EIA | EIA | EIA | EIA | EIA | EIA | n/a | EIA | EIA | 17911.6698 | 0 | 0 | 446.917 | 0 | 0 | 194964.083 | 0 | 0 | 0 | 0 | 0 | 446.917 | 194964.083 | 194964.083 | 195411 | 0 | 0 | 0 | 0.22871 | 0 | 0 | 99.7713 | 0 | 0 | 0 | 0 | 0 | 0.22871 | 99.7713 | 99.7713 | 100 | 0
193 | AL | Jones Bluff | 6131 | Alabama Power Co | 195 | USCE-Mobile District | 27813 | Southern Company Services, Inc. - Trans | SOCO | SERC | SRSO | SERC South |  | 01 | 001 | Autauga | 32.3242 | -86.7843 | 0 |  | WAT | HYDRO |  | 0.27165 | 82 | [9 empty] | 1801479 | 351894 | 195134 | 38117 |  |  |  | 0 | 0 | 0 | 0 | -- |  |  |  | 0 | 0 | 0 | 0 | -- |  |  |  |  | -- | [6 empty] | -- |  |  |  | 0 | 0 | 0 | -- | 0 | 0 | 1801479 | 351894 |  |  |  | EIA | EIA | EIA | n/a | EIA | EIA |  | 0 | 0 | 0 | 0 | 195134 | 0 | 0 | 0 | 0 | 0 | 0 | 0 | 195134 | 0 | 0 | 195134 | 0 | 0 | 0 | 0 | 100 | 0 | 0 | 0 | 0 | 0 | 0 | 0 | 100 | 0 | 0 | 100
166 | AL | Calhoun Energy Center | 55409 | Alabama Power Co | 195 | Calhoun Power Co LLC | 34028 | Southern Company Services, Inc. - Trans | SOCO | SERC | SRSO | SERC South |  | 01 | 015 | Calhoun | 33.5883 | -85.9731 | 0 |  | NG | GAS |  | 0.02978 | 748 | 1 | [6 empty] | 2114753.362 | 1820296.305 | 2114753.362 | 1820296.305 | 195125 | 169067 | 40.747 | 32.284 | 0.869 | 127047.037 | 4931.359 | 534.906 | 127181.727 | -- | 0.418 | 0.382 | 0.009 | 1302.212 | 0.025 | 0.003 | 1303.592 | -- | 0.039 | 0.035 | 0.001 | 120.153 | -- | 0.418 | 0.382 | 0.009 | 1302.212 | 0.025 | 0.003 | -- | 40.747 | 32.284 | 0.869 | 127047.037 | 4931.359 | 534.906 | -- | 2114753.362 | 1820296.305 | 2114753.362 | 1820296.305 | EPA/CAMD | EPA/CAMD | EPA/CAMD | EPA/CAMD | EIA | EIA | n/a | EPA/CAMD | EPA/CAMD | 10837.9419 | 0 | 4694.746 | 190430.25 | 0 | 0 | 0 | 0 | 0 | 0 | 0 | 0 | 195124.996 | 0 | 0 | 195124.996 | 0 | 0 | 2.406 | 97.594 | 0 | 0 | 0 | 0 | 0 | 0 | 0 | 0 | 100 | 0 | 0 | 100 | 0
7851 | PA | Ebensburg Power Company | 10603 | Pennsylvania Electric Co | 14711 | Ebensburg Power Co | 5670 | PJM Interconnection, LLC | PJM | RFC | RFCE | RFC East | PJM | 42 | 021 | Cambria | 40.455 | -78.7472 | 1 | 1 | WC | COAL | Yes | 0.38666 | 57.6 | 0.6889 |  | Yes | 255290.4 | 2.608 | 0.77667 |  | 2484879.1856 | 1073545.2349 | 2484879.186 | 1073545.235 | 195099 | 82688 | 125.76 | 48.231 | 695.457 | 281858.284 | 5862.058 | 8775.242 | 283279.998 | -- | 1.289 | 1.167 | 7.129 | 2889.387 | 0.03 | 0.045 | 2903.962 | -- | 0.101 | 0.09 | 0.56 | 226.859 | -- | 1.289 | 1.167 | 7.129 | 2889.387 | 0.03 | 0.045 | -- | 161.921 | 62.099 | 895.431 | 362904.962 | 7547.657 | 11298.51 | -- | 3199391.46 | 1382236.801 | 3199391.46 | 1382236.801 | EPA/CAMD | EPA/CAMD | EPA/CAMD | EPA/CAMD | EIA | EIA | n/a | EPA/CAMD | EPA/CAMD | 12736.504 | 194644.62 | 0 | 454.38 | 0 | 0 | 0 | 0 | 0 | 0 | 0 | 0 | 195099 | 0 | 0 | 195099 | 0 | 99.7671 | 0 | 0.2329 | 0 | 0 | 0 | 0 | 0 | 0 | 0 | 0 | 100 | 0 | 0 | 100 | 0
3672 | KS | Marshall Wind Farm | 59084 | Westar Energy Inc | 22500 | BHE Renewables, LLC | 59359 | Southwest Power Pool | SWPP | SPP | SPNO | SPP North |  | 20 | 117 | Marshall | 39.7011 | -96.3608 | 0 |  | WND | WIND |  | 0.30173 | 73.8 | [9 empty] | 1800859 | 1075316 | 195067 | 116477 |  |  |  | 0 | 0 | 0 | 0 | -- |  |  |  | 0 | 0 | 0 | 0 | -- |  |  |  |  | -- | [6 empty] | -- |  |  |  | 0 | 0 | 0 | -- | 0 | 0 | 1800859 | 1075316 |  |  |  | EIA | EIA | EIA | n/a | EIA | EIA |  | 0 | 0 | 0 | 0 | 0 | 0 | 195067 | 0 | 0 | 0 | 0 | 0 | 195067 | 195067 | 0 | 195067 | 0 | 0 | 0 | 0 | 0 | 0 | 100 | 0 | 0 | 0 | 0 | 0 | 100 | 100 | 0 | 100
7034 | NY | Huntington Resource Recovery Facility | 50656 | Long Island Power Authority | 11171 | Huntington Resource Recovery | 9097 | New York Independent System Operator | NYIS | NPCC | NYLI | NPCC Long Island | NYISO | 36 | 103 | Suffolk | 40.8814 | -73.2906 | 3 | 3 | MSW | BIOMASS |  | 0.79378 | 28 | 0.010369 | Yes | [5 empty] | 3431459.473 | 1494569.269 | 3431459.473 | 1494569.269 | 194698 | 84383 | 354.623 | 151.948 | 2.91 | 168244.782 | 241608.9 | 31714.547 | 175697.431 | -- | 3.643 | 3.601 | 0.03 | 1728.264 | 1.241 | 0.163 | 1804.82 | -- | 0.207 | 0.203 | 0.002 | 98.06 | -- | 3.643 | 3.601 | 0.03 | 1728.264 | 1.241 | 0.163 | -- | 354.623 | 151.948 | 2.91 | 342836.571 | 241608.9 | 31714.547 | -- | 3431459.473 | 1494569.269 | 3431459.473 | 1494569.269 | EIA | EIA | EIA | EIA | EIA | EIA | n/a | EIA | EIA | 17624.5235 | 0 | 0 | 420.199 | 0 | 0 | 194277.801 | 0 | 0 | 0 | 0 | 0 | 420.199 | 194277.801 | 194277.801 | 194698 | 0 | 0 | 0 | 0.21582 | 0 | 0 | 99.7842 | 0 | 0 | 0 | 0 | 0 | 0.21582 | 99.7842 | 99.7842 | 100 | 0
8957 | UT | Tesoro SLC Cogeneration Plant | 56509 | PacifiCorp | 14354 | Tesoro Refng Marketing Co Mntn Region | 54911 | PacifiCorp - East | PACE | WECC | NWPP | WECC Northwest |  | 49 | 035 | Salt Lake | 40.7931 | -111.9038 | 0 |  | NG | GAS |  | 0.88662 | 25 | 0 |  | Yes | 129254.4 | 5.127 | 0.87239 |  | 2106813.0899 | 894081.7493 | 2106813.09 | 894081.749 | 194170 | 82401 | 231.812 | 111.341 | 3.367 | 123131.699 | 4644.952 | 464.202 | 123252.422 | -- | 2.388 | 2.702 | 0.035 | 1268.288 | 0.024 | 0.002 | 1269.531 | -- | 0.22 | 0.249 | 0.003 | 116.889 | -- | 2.388 | 2.702 | 0.035 | 1268.285 | 0.024 | 0.002 | -- | 265.722 | 127.628 | 3.86 | 141143.538 | 5324.421 | 532.106 | -- | 2415000 | 1024869 | 2415000 | 1024869 | EIA | EIA | EIA | EIA | EIA | EIA | n/a | EIA | EIA | 10850.3341 | 0 | 0 | 140071.28 | 0 | 0 | 0 | 0 | 0 | 0 | 54099.063 | 0 | 194170.343 | 0 | 0 | 194170.343 | 0 | 0 | 0 | 72.1383 | 0 | 0 | 0 | 0 | 0 | 0 | 27.8617 | 0 | 100 | 0 | 0 | 100 | 0
1729 | CA | Spring Creek | 450 | WAPA-- Western Area Power Administration | 27000 | U S Bureau of Reclamation | 2518 | Western Area Power Administration - Desert Southwest Region | WALC | WECC | NWPP | WECC Northwest |  | 06 | 089 | Shasta | 40.6281 | -122.4675 | 0 |  | WAT | HYDRO |  | 0.12286 | 180 | [9 empty] | 1788459 | 745862 | 193724 | 80791 |  |  |  | 0 | 0 | 0 | 0 | -- |  |  |  | 0 | 0 | 0 | 0 | -- |  |  |  |  | -- | [6 empty] | -- |  |  |  | 0 | 0 | 0 | -- | 0 | 0 | 1788459 | 745862 |  |  |  | EIA | EIA | EIA | n/a | EIA | EIA |  | 0 | 0 | 0 | 0 | 193724 | 0 | 0 | 0 | 0 | 0 | 0 | 0 | 193724 | 0 | 0 | 193724 | 0 | 0 | 0 | 0 | 100 | 0 | 0 | 0 | 0 | 0 | 0 | 0 | 100 | 0 | 0 | 100
2673 | GA | WestRock Southeast, LLC. | 54004 | Georgia Transmission Corp | 7197 | SP Fiber Technologies LLC | 17610 | Southern Company Services, Inc. - Trans | SOCO | SERC | SRSO | SERC South |  | 13 | 175 | Laurens | 32.5036 | -82.8443 | 4 | 2 | TDF | OFSL | Yes | 0.26805 | 82.1 | 0.88659 | Yes | Yes | 3827593.6 | 0.172 | 0.18646 |  | 1082756.4745 | 471028.2764 | 1082756.475 | 471028.276 | 192779 | 82184 | 90.503 | 35.034 | 0.423 | 46798.656 | 67930.271 | 8964.483 | 48901.418 | -- | 0.939 | 0.853 | 0.004 | 485.516 | 0.352 | 0.047 | 507.331 | -- | 0.167 | 0.149 | 0.001 | 86.444 | -- | 0.939 | 0.853 | 0.004 | 485.517 | 0.352 | 0.047 | -- | 485.375 | 187.892 | 2.266 | 570193.924 | 364314.041 | 48077.053 | -- | 5806886.702 | 2526152.37 | 5806886.702 | 2526152.37 | EPA/CAMD; EIA | EPA/CAMD; EIA | EPA/CAMD; EIA | EIA | EIA | EIA | n/a | EPA/CAMD; EIA | EPA/CAMD; EIA | 5616.5814 | 1423.106 | 0 | 13474.671 | 0 | 0 | 99066.767 | 0 | 0 | 0 | 78814.016 | 0 | 93711.793 | 99066.767 | 99066.767 | 192778.56 | 0 | 0.73821 | 0 | 6.9897 | 0 | 0 | 51.3889 | 0 | 0 | 0 | 40.8832 | 0 | 48.6111 | 51.3889 | 51.3889 | 100 | 0
52 | AK | Healy | 6288 | Golden Valley Elec Assn Inc | 7353 | Golden Valley Elec Assn Inc | 7353 | Alaska Miscellaneous | NA | ASCC | AKGD | ASCC Alaska Grid |  | 02 | 068 | Denali | 63.8542 | -148.95 | 2 | 2 | LIG | COAL | Yes | 0.23677 | 92.8 | 0.93872 |  | Yes | 0 |  | 1 |  | 2832158.3 | 1024196.9 | 2832158.3 | 1024196.9 | 192475 | 70434 | 362.932 | 117.781 | 124.209 | 298810.201 | 45901.071 | 9854.213 | 300819.565 | -- | 3.771 | 3.344 | 1.291 | 3104.925 | 0.238 | 0.051 | 3125.804 | -- | 0.256 | 0.23 | 0.088 | 211.012 | -- | 3.771 | 3.344 | 1.291 | 3104.925 | 0.238 | 0.051 | -- | 362.932 | 117.781 | 124.209 | 298810.201 | 45901.071 | 9854.213 | -- | 2832158.3 | 1024196.9 | 2832158.3 | 1024196.9 | EIA | EIA | EIA | EIA | EIA | EIA | n/a | EIA | EIA | 14714.4215 | 189596.124 | 2878.877 | 0 | 0 | 0 | 0 | 0 | 0 | 0 | 0 | 0 | 192475.001 | 0 | 0 | 192475.001 | 0 | 98.5043 | 1.4957 | 0 | 0 | 0 | 0 | 0 | 0 | 0 | 0 | 0 | 100 | 0 | 0 | 100 | 0
9472 | WI | Jim Falls | 4008 | Northern States Power Co | 13780 | Northern States Power Co - Minnesota | 13781 | Midcontinent Independent Transmission System Operator, Inc.. | MISO | MRO | MROW | MRO West | MISO | 55 | 017 | Chippewa | 45.051 | -91.274 | 0 |  | WAT | HYDRO |  | 0.36733 | 59.8 | [9 empty] | 1776486 | 755158 | 192427 | 81798 |  |  |  | 0 | 0 | 0 | 0 | -- |  |  |  | 0 | 0 | 0 | 0 | -- |  |  |  |  | -- | [6 empty] | -- |  |  |  | 0 | 0 | 0 | -- | 0 | 0 | 1776486 | 755158 |  |  |  | EIA | EIA | EIA | n/a | EIA | EIA |  | 0 | 0 | 0 | 0 | 192427 | 0 | 0 | 0 | 0 | 0 | 0 | 0 | 192427 | 0 | 0 | 192427 | 0 | 0 | 0 | 0 | 100 | 0 | 0 | 0 | 0 | 0 | 0 | 0 | 100 | 0 | 0 | 100
11 | AK | Aurora Energy LLC Chena | 79 | Golden Valley Elec Assn Inc | 7353 | Aurora Energy LLC | 986 | Alaska Miscellaneous | NA | ASCC | AKGD | ASCC Alaska Grid |  | 02 | 090 | Fairbanks North Star | 64.8477 | -147.7351 | 14 | 14 | SUB | COAL | Yes | 0.70018 | 31.3 | 0.16636 |  | Yes | 817301.6 | 0.802 | 0.51666 |  | 1775899.8422 | 660633.9454 | 1775899.842 | 660633.945 | 191982 | 74010 | 40.433 |  | 199.712 | 189925.762 | 43067.118 | 6264.308 | 191348.935 | -- | 0.421 |  | 2.081 | 1978.579 | 0.224 | 0.033 | 1993.405 | -- | 0.046 |  | 0.225 | 213.892 | -- | 0.421 |  | 2.081 | 1978.579 | 0.224 | 0.033 | -- | 78.258 |  | 386.544 | 367602.549 | 83356.686 | 12124.609 | -- | 3437265.7 | 1278661.3 | 3437265.7 | 1278661.3 | EIA |  | EIA | EIA | EIA | EIA | n/a | EIA | EIA | 9250.3456 | 191982 | 0 | 0 | 0 | 0 | 0 | 0 | 0 | 0 | 0 | 0 | 191982 | 0 | 0 | 191982 | 0 | 100 | 0 | 0 | 0 | 0 | 0 | 0 | 0 | 0 | 0 | 0 | 100 | 0 | 0 | 100 | 0
1397 | CA | Pit 1 | 265 | Pacific Gas & Electric Co | 14328 | Pacific Gas & Electric Co | 14328 | California Independent System Operator | CISO | WECC | CAMX | WECC California | CAISO | 06 | 089 | Shasta | 40.9908 | -121.4982 | 0 |  | WAT | HYDRO |  | 0.3165 | 69.2 | [9 empty] | 1771261 | 925377 | 191861 | 100236 |  |  |  | 0 | 0 | 0 | 0 | -- |  |  |  | 0 | 0 | 0 | 0 | -- |  |  |  |  | -- | [6 empty] | -- |  |  |  | 0 | 0 | 0 | -- | 0 | 0 | 1771261 | 925377 |  |  |  | EIA | EIA | EIA | n/a | EIA | EIA |  | 0 | 0 | 0 | 0 | 191861 | 0 | 0 | 0 | 0 | 0 | 0 | 0 | 191861 | 0 | 0 | 191861 | 0 | 0 | 0 | 0 | 100 | 0 | 0 | 0 | 0 | 0 | 0 | 0 | 100 | 0 | 0 | 100
5714 | NC | KapStone Paper and Packaging Corp | 50254 | Virginia Electric & Power Co | 19876 | KapStone Kraft Paper Corp | 55771 | PJM Interconnection, LLC | PJM | SERC | SRVC | SERC Virginia/Carolina | PJM | 37 | 083 | Halifax | 36.4769 | -77.6414 | 5 | 2 | BLQ | BIOMASS | Yes | 0.77233 | 28.3 | 0.046109 | Yes | Yes | 7556357.6 | 0.086 | 0.10339 |  | 931993.5204 | 382713.9544 | 931993.52 | 382713.954 | 191467.98 | 77983 | 261.977 | 19.194 | 479.688 | 12940.769 | 14392.328 | 4616.451 | 13807.438 | -- | 2.737 | 0.492 | 5.011 | 135.174 | 0.075 | 0.024 | 144.227 | -- | 0.562 | 0.1 | 1.029 | 27.77 | -- | 2.737 | 0.492 | 5.011 | 135.174 | 0.075 | 0.024 | -- | 2533.959 | 185.648 | 4639.753 | 946109.318 | 139208.934 | 44652.351 | -- | 9014651.746 | 3701777.9 | 9014651.746 | 3701777.9 | EPA/CAMD; EIA | EPA/CAMD; EIA | EIA | EIA | EIA | EIA | n/a | EPA/CAMD; EIA | EPA/CAMD; EIA | 4867.6209 | 38130.878 | 408.439 | 14925.648 | 0 | 0 | 138003.009 | 0 | 0 | 0 | 0 | 0 | 53464.965 | 138003.009 | 138003.009 | 191467.974 | 0 | 19.915 | 0.21332 | 7.7954 | 0 | 0 | 72.0763 | 0 | 0 | 0 | 0 | 0 | 27.9237 | 72.0763 | 72.0763 | 100 | 0
1946 | CA | Woodland Biomass Power Ltd | 10836 | Pacific Gas & Electric Co | 14328 | DTE Energy Services-Woodland | 54806 | California Independent System Operator | CISO | WECC | CAMX | WECC California | CAISO | 06 | 113 | Yolo | 38.6905 | -121.7371 | 1 | 1 | WDS | BIOMASS |  | 0.78043 | 28 | 0.032616 | Yes | [5 empty] | 3089929 | 1369053 | 3089929 | 1369053 | 191424 | 78408 | 77.248 | 34.226 | 38.536 | 470.888 | 217437.611 | 28538.131 | 7177.393 | -- | 0.807 | 0.873 | 0.403 | 4.92 | 1.136 | 0.149 | 74.989 | -- | 0.05 | 0.05 | 0.025 | 0.305 | -- | 0.807 | 0.873 | 0.403 | 4.92 | 1.136 | 0.149 | -- | 77.248 | 34.226 | 38.536 | 319126.502 | 217437.611 | 28538.131 | -- | 3089929 | 1369053 | 3089929 | 1369053 | EIA | EIA | EIA | EIA | EIA | EIA | n/a | EIA | EIA | 16141.8053 | 0 | 0 | 512.704 | 0 | 0 | 190911.3 | 0 | 0 | 0 | 0 | 0 | 512.704 | 190911.3 | 190911.3 | 191424.004 | 0 | 0 | 0 | 0.26784 | 0 | 0 | 99.7322 | 0 | 0 | 0 | 0 | 0 | 0.26784 | 99.7322 | 99.7322 | 100 | 0
9477 | WI | Kaukauna Paper Mill | 54098 | City of Kaukauna | 10056 | Thilmany LLC | 54738 | Midcontinent Independent Transmission System Operator, Inc.. | MISO | MRO | RFCW | RFC West | MISO | 55 | 087 | Outagamie | 44.2826 | -88.2534 | 16 | 16 | BIT | COAL | Yes | 0.48927 | 44.6 | 0.51789 | Yes | Yes | 5245601.6 | 0.124 | 0.14224 |  | 1074125.2552 | 428684.0187 | 1074125.255 | 428684.019 | 191155 | 71640 | 270.299 | 97.632 | 730.047 | 48879.092 | 17463.967 | 4217.085 | 49716.112 | -- | 2.828 | 2.726 | 7.638 | 511.408 | 0.091 | 0.022 | 520.165 | -- | 0.503 | 0.455 | 1.359 | 91.012 | -- | 2.828 | 2.726 | 7.638 | 511.408 | 0.091 | 0.022 | -- | 1900.265 | 686.376 | 5132.409 | 769006.005 | 122775.885 | 29647.118 | -- | 7551358.615 | 3013751.648 | 7551358.615 | 3013751.648 | EIA | EIA | EIA | EIA | EIA | EIA | n/a | EIA | EIA | 5619.1324 | 54903.545 | 13960.986 | 22285.548 | 0 | 0 | 97687.255 | 0 | 0 | 0 | 2317.666 | 0 | 93467.745 | 97687.255 | 97687.255 | 191155 | 0 | 28.722 | 7.3035 | 11.6584 | 0 | 0 | 51.1037 | 0 | 0 | 0 | 1.2125 | 0 | 48.8963 | 51.1037 | 51.1037 | 100 | 0
177 | AL | Gadsden | 7 | Alabama Power Co | 195 | Alabama Power Co | 195 | Southern Company Services, Inc. - Trans | SOCO | SERC | SRSO | SERC South |  | 01 | 055 | Etowah | 34.0128 | -85.9708 | 2 | 2 | NG | GAS |  | 0.15798 | 138 | 1 |  | Yes | 323625.6 | 2.014 | 0.72866 |  | 1992722.5346 | 909638.7035 | 1992722.535 | 909638.703 | 190978 | 90060 | 109.763 | 47.3 | 7.494 | 118141.413 | 4196.386 | 419.639 | 118250.519 | -- | 1.149 | 1.05 | 0.078 | 1237.225 | 0.022 | 0.002 | 1238.368 | -- | 0.11 | 0.104 | 0.008 | 118.573 | -- | 1.149 | 1.05 | 0.078 | 1237.225 | 0.022 | 0.002 | -- | 150.637 | 64.913 | 10.285 | 162134.726 | 5759.03 | 575.903 | -- | 2734769.4 | 1248368.525 | 2734769.4 | 1248368.525 | EPA/CAMD | EPA/CAMD | EPA/CAMD | EPA/CAMD | EIA | EIA | n/a | EPA/CAMD | EPA/CAMD | 10434.3041 | 0 | 0 | 190978 | 0 | 0 | 0 | 0 | 0 | 0 | 0 | 0 | 190978 | 0 | 0 | 190978 | 0 | 0 | 0 | 100 | 0 | 0 | 0 | 0 | 0 | 0 | 0 | 0 | 100 | 0 | 0 | 100 | 0
6291 | NE | Terry Bundy Generating Station | 7887 | Lincoln Electric System | 11018 | Lincoln Electric System | 11018 | Southwest Power Pool | SWPP | MRO | MROW | MRO West |  | 31 | 109 | Lancaster | 40.9097 | -96.6131 | 2 |  | NG | GAS |  | 0.10068 | 216.3 | 1 | Yes | [5 empty] | 1470458.31 | 1124213.716 | 1470458.31 | 1124213.716 | 190767.999 | 138104 | 18.041 | 12.552 | 0 | 69769.382 | 3231.938 | 323.788 | 69853.505 | -- | 0.189 | 0.182 | 0 | 731.458 | 0.017 | 0.002 | 732.34 | -- | 0.025 | 0.022 | 0 | 94.895 | -- | 0.189 | 0.182 | 0 | 731.458 | 0.017 | 0.002 | -- | 25.899 | 16.231 | 0.469 | 87401.623 | 3877.808 | 388.375 | -- | 1470458.31 | 1124213.716 | 1470458.31 | 1124213.716 | EPA/CAMD | EPA/CAMD | EPA/CAMD | EPA/CAMD | EIA | EIA | n/a | EPA/CAMD | EPA/CAMD | 7708.0973 | 0 | 86.281 | 159933.207 | 0 | 0 | 30748.512 | 0 | 0 | 0 | 0 | 0 | 160019.488 | 30748.512 | 30748.512 | 190768 | 0 | 0 | 0.045228 | 83.8365 | 0 | 0 | 16.1183 | 0 | 0 | 0 | 0 | 0 | 83.8817 | 16.1183 | 16.1183 | 100 | 0
2081 | CO | Pole Hill | 519 | WAPA-- Western Area Power Administration | 27000 | U S Bureau of Reclamation | 2518 | Western Area Power Administration - Rocky Mountain Region | WACM | WECC | RMPA | WECC Rockies |  | 08 | 069 | Larimer | 40.3651 | -105.3251 | 0 |  | WAT | HYDRO |  | 0.56972 | 38.2 | [9 empty] | 1760376 | 767530 | 190647 | 83138 |  |  |  | 0 | 0 | 0 | 0 | -- |  |  |  | 0 | 0 | 0 | 0 | -- |  |  |  |  | -- | [6 empty] | -- |  |  |  | 0 | 0 | 0 | -- | 0 | 0 | 1760376 | 767530 |  |  |  | EIA | EIA | EIA | n/a | EIA | EIA |  | 0 | 0 | 0 | 0 | 190647 | 0 | 0 | 0 | 0 | 0 | 0 | 0 | 190647 | 0 | 0 | 190647 | 0 | 0 | 0 | 0 | 100 | 0 | 0 | 0 | 0 | 0 | 0 | 0 | 100 | 0 | 0 | 100
3101 | ID | Lower Salmon | 816 | Idaho Power Co | 9191 | Idaho Power Co | 9191 | Idaho Power Company | IPCO | WECC | NWPP | WECC Northwest |  | 16 | 047 | Gooding | 42.8416 | -114.9036 | 0 |  | WAT | HYDRO |  | 0.36246 | 60 | [9 empty] | 1758781 | 857055 | 190509 | 92835 |  |  |  | 0 | 0 | 0 | 0 | -- |  |  |  | 0 | 0 | 0 | 0 | -- |  |  |  |  | -- | [6 empty] | -- |  |  |  | 0 | 0 | 0 | -- | 0 | 0 | 1758781 | 857055 |  |  |  | EIA | EIA | EIA | n/a | EIA | EIA |  | 0 | 0 | 0 | 0 | 190509 | 0 | 0 | 0 | 0 | 0 | 0 | 0 | 190509 | 0 | 0 | 190509 | 0 | 0 | 0 | 0 | 100 | 0 | 0 | 0 | 0 | 0 | 0 | 0 | 100 | 0 | 0 | 100
7831 | PA | Chambersburg Units 12 & 13 | 55654 | West Penn Power Company | 20387 | Allegheny Energy Supply Co LLC | 23279 | PJM Interconnection, LLC | PJM | RFC | RFCW | RFC West | PJM | 42 | 055 | Franklin | 39.8669 | -77.6858 | 0 |  | NG | GAS |  | 0.24755 | 87.6 | 0.92075 | [6 empty] | 1936440.675 | 1292227.451 | 1936440.675 | 1292227.451 | 189966 | 91137 | 77.828 | 51.817 | 0.582 | 115079.944 | 4158.826 | 415.883 | 115188.073 | -- | 0.819 | 1.137 | 0.006 | 1211.585 | 0.022 | 0.002 | 1212.723 | -- | 0.08 | 0.08 | 0.001 | 118.857 | -- | 0.819 | 1.137 | 0.006 | 1211.585 | 0.022 | 0.002 | -- | 77.828 | 51.817 | 0.582 | 115079.944 | 4158.826 | 415.883 | -- | 1936440.675 | 1292227.451 | 1936440.675 | 1292227.451 | EPA/CAMD | EPA/CAMD | EPA/CAMD | EPA/CAMD | EIA | EIA | n/a | EPA/CAMD | EPA/CAMD | 10193.6171 | 0 | 0 | 189966 | 0 | 0 | 0 | 0 | 0 | 0 | 0 | 0 | 189966 | 0 | 0 | 189966 | 0 | 0 | 0 | 100 | 0 | 0 | 0 | 0 | 0 | 0 | 0 | 0 | 100 | 0 | 0 | 100 | 0
6994 | NY | Glenwood Landing Energy Center | 7869 | Long Island Power Authority | 11171 | National Grid Generation LLC | 56505 | New York Independent System Operator | NYIS | NPCC | NYLI | NPCC Long Island | NYISO | 36 | 059 | Nassau | 40.8275 | -73.6478 | 0 |  | NG | GAS |  | 0.17768 | 122 | 1 | [6 empty] | 2018247.575 | 1276583.375 | 2018247.575 | 1276583.375 | 189895 | 99138.001 | 13.272 | 7.122 | 0.529 | 120139.275 | 4535.276 | 457.627 | 120257.828 | -- | 0.14 | 0.144 | 0.006 | 1265.323 | 0.024 | 0.002 | 1266.572 | -- | 0.013 | 0.011 | 0.001 | 119.053 | -- | 0.14 | 0.144 | 0.006 | 1265.323 | 0.024 | 0.002 | -- | 13.272 | 7.122 | 0.529 | 120139.275 | 4535.276 | 457.627 | -- | 2018247.575 | 1276583.375 | 2018247.575 | 1276583.375 | EPA/CAMD | EPA/CAMD | EPA/CAMD; EIA | EPA/CAMD | EIA | EIA | n/a | EPA/CAMD | EPA/CAMD | 10628.2291 | 0 | 575.611 | 189319.39 | 0 | 0 | 0 | 0 | 0 | 0 | 0 | 0 | 189895.001 | 0 | 0 | 189895.001 | 0 | 0 | 0.30312 | 99.6969 | 0 | 0 | 0 | 0 | 0 | 0 | 0 | 0 | 100 | 0 | 0 | 100 | 0
7472 | OH | Troy Energy, LLC | 55348 | American Transmission Systems Inc | 56162 | Troy Energy LLC | 56533 | PJM Interconnection, LLC | PJM | RFC | RFCW | RFC West | PJM | 39 | 173 | Wood | 41.4772 | -83.4598 | 0 |  | NG | GAS |  | 0.03149 | 688 | 1 | [6 empty] | 2040141.359 | 1838576.704 | 2040141.359 | 1838576.704 | 189807 | 171066 | 37.509 | 32.912 | 0.775 | 121971.618 | 4255.611 | 447.299 | 122085.633 | -- | 0.395 | 0.385 | 0.008 | 1285.217 | 0.022 | 0.002 | 1286.419 | -- | 0.037 | 0.036 | 0.001 | 119.572 | -- | 0.395 | 0.385 | 0.008 | 1285.217 | 0.022 | 0.002 | -- | 37.509 | 32.912 | 0.775 | 121971.618 | 4255.611 | 447.299 | -- | 2040141.359 | 1838576.704 | 2040141.359 | 1838576.704 | EPA/CAMD | EPA/CAMD | EPA/CAMD | EPA/CAMD | EIA | EIA | n/a | EPA/CAMD | EPA/CAMD | 10748.5042 | 0 | 3835.032 | 185971.97 | 0 | 0 | 0 | 0 | 0 | 0 | 0 | 0 | 189807.002 | 0 | 0 | 189807.002 | 0 | 0 | 2.0205 | 97.9795 | 0 | 0 | 0 | 0 | 0 | 0 | 0 | 0 | 100 | 0 | 0 | 100 | 0
4900 | MN | Lakefield Junction Generating | 7925 | Northern States Power Co - Minnesota | 13781 | Great River Energy | 7570 | Midcontinent Independent Transmission System Operator, Inc.. | MISO | MRO | MROW | MRO West | MISO | 27 | 091 | Martin | 43.7984 | -94.8415 | 0 |  | NG | GAS |  | 0.0402 | 537.8 | 1 | [6 empty] | 2371593.628 | 1490369 | 2371593.628 | 1490369 | 189393 | 118249.998 | 34.588 | 20.54 | 0.713 | 141042.854 | 5151.433 | 518.732 | 141177.348 | -- | 0.365 | 0.347 | 0.008 | 1489.42 | 0.027 | 0.003 | 1490.84 | -- | 0.029 | 0.028 | 0.001 | 118.944 | -- | 0.365 | 0.347 | 0.008 | 1489.42 | 0.027 | 0.003 | -- | 34.588 | 20.54 | 0.713 | 141042.854 | 5151.433 | 518.732 | -- | 2371593.628 | 1490369 | 2371593.628 | 1490369 | EPA/CAMD | EPA/CAMD | EPA/CAMD | EPA/CAMD | EIA | EIA | n/a | EPA/CAMD | EPA/CAMD | 12522.0762 | 0 | 442.744 | 188950.26 | 0 | 0 | 0 | 0 | 0 | 0 | 0 | 0 | 189393.004 | 0 | 0 | 189393.004 | 0 | 0 | 0.23377 | 99.7662 | 0 | 0 | 0 | 0 | 0 | 0 | 0 | 0 | 100 | 0 | 0 | 100 | 0
3523 | IN | Montpelier Electric Gen Station | 55229 | Indiana Michigan Power Co | 9324 | AES Ohio Generation LLC | 5302 | Midcontinent Independent Transmission System Operator, Inc.. | MISO | RFC | RFCW | RFC West | MISO | 18 | 179 | Wells | 40.6206 | -85.3057 | 0 |  | NG | GAS |  | 0.04558 | 472 | 1 | [6 empty] | 2047961.7 | 856508.6 | 2047961.7 | 856508.6 | 188440 | 79448 | 142.095 | 53.283 | 0.643 | 120778.4 | 4657.324 | 465.732 | 120899.49 | -- | 1.508 | 1.341 | 0.007 | 1281.876 | 0.025 | 0.002 | 1283.162 | -- | 0.139 | 0.124 | 0.001 | 117.95 | -- | 1.508 | 1.341 | 0.007 | 1281.876 | 0.025 | 0.002 | -- | 142.095 | 53.283 | 0.643 | 120778.4 | 4657.324 | 465.732 | -- | 2047961.7 | 856508.6 | 2047961.7 | 856508.6 | EPA/CAMD | EPA/CAMD | EPA/CAMD | EPA/CAMD | EIA | EIA | n/a | EPA/CAMD | EPA/CAMD | 10867.9776 | 0 | 0 | 188440 | 0 | 0 | 0 | 0 | 0 | 0 | 0 | 0 | 188440 | 0 | 0 | 188440 | 0 | 0 | 0 | 100 | 0 | 0 | 0 | 0 | 0 | 0 | 0 | 0 | 100 | 0 | 0 | 100 | 0
2474 | FL | The Mosaic Company, Plant City Facility | 50371 | Tampa Electric Co | 18454 | The Mosaic Company, Plant City Facility | 24900 | Tampa Electric Company | TEC | FRCC | FRCC | FRCC All |  | 12 | 057 | Hillsborough | 28.1663 | -82.1388 | 0 |  | WH | OTHF |  | 0.52998 | 40.5 | 0.45003 |  | Yes | 0 |  | 1 |  |  |  | 1735874 | 757970 | 188028 | 82102 |  |  |  | 0 | 0 | 0 | 0 | -- |  |  |  | 0 | 0 | 0 | 0 | -- |  |  |  |  | -- |  |  |  | 0 | 0 | 0 | -- |  |  |  | 0 | 0 | 0 | -- | 0 | 0 | 1735874 | 757970 |  |  |  | EIA | EIA | EIA | n/a | EIA | EIA |  | 0 | 0 | 0 | 0 | 0 | 0 | 0 | 0 | 0 | 0 | 188028 | 188028 | 0 | 0 | 188028 | 0 | 0 | 0 | 0 | 0 | 0 | 0 | 0 | 0 | 0 | 0 | 100 | 100 | 0 | 0 | 100 | 0
2945 | IA | Rippey Wind Farm | 57830 | ITC Midwest LLC | 56161 | RPMA Operations LLC | 60423 | Midcontinent Independent Transmission System Operator, Inc.. | MISO | MRO | MROW | MRO West | MISO | 19 | 073 | Greene | 42.0061 | -94.2378 | 0 |  | WND | WIND |  | 0.42923 | 50 | [9 empty] | 1735635 | 553782 | 188002 | 59985 |  |  |  | 0 | 0 | 0 | 0 | -- |  |  |  | 0 | 0 | 0 | 0 | -- |  |  |  |  | -- | [6 empty] | -- |  |  |  | 0 | 0 | 0 | -- | 0 | 0 | 1735635 | 553782 |  |  |  | EIA | EIA | EIA | n/a | EIA | EIA |  | 0 | 0 | 0 | 0 | 0 | 0 | 188002 | 0 | 0 | 0 | 0 | 0 | 188002 | 188002 | 0 | 188002 | 0 | 0 | 0 | 0 | 0 | 0 | 100 | 0 | 0 | 0 | 0 | 0 | 100 | 100 | 0 | 100
1567 | CA | San Gorgonio Windplant WPP1993 | 54454 | Southern California Edison Co | 17609 | FPL Energy Operating Services, Inc. | 49963 | California Independent System Operator | CISO | WECC | CAMX | WECC California | CAISO | 06 | 065 | Riverside | 33.9184 | -116.5739 | 0 |  | WND | WIND |  | 0.25533 | 84 | [9 empty] | 1734543 | 925886 | 187884 | 100291 |  |  |  | 0 | 0 | 0 | 0 | -- |  |  |  | 0 | 0 | 0 | 0 | -- |  |  |  |  | -- | [6 empty] | -- |  |  |  | 0 | 0 | 0 | -- | 0 | 0 | 1734543 | 925886 |  |  |  | EIA | EIA | EIA | n/a | EIA | EIA |  | 0 | 0 | 0 | 0 | 0 | 0 | 187884 | 0 | 0 | 0 | 0 | 0 | 187884 | 187884 | 0 | 187884 | 0 | 0 | 0 | 0 | 0 | 0 | 100 | 0 | 0 | 0 | 0 | 0 | 100 | 100 | 0 | 100
8199 | SC | Wateree Hydro | 3270 | Duke Energy Carolinas, LLC | 5416 | Duke Energy Carolinas, LLC | 5416 | Duke Energy Carolinas | DUK | SERC | SRVC | SERC Virginia/Carolina |  | 45 | 055 | Kershaw | 34.3355 | -80.7021 | 0 |  | WAT | HYDRO |  | 0.27954 | 76.7 | [9 empty] | 1733992.999 | 479622 | 187823.999 | 51951.999 |  |  |  | 0 | 0 | 0 | 0 | -- |  |  |  | 0 | 0 | 0 | 0 | -- |  |  |  |  | -- | [6 empty] | -- |  |  |  | 0 | 0 | 0 | -- | 0 | 0 | 1733992.999 | 479622 |  |  |  | EIA | EIA | EIA | n/a | EIA | EIA |  | 0 | 0 | 0 | 0 | 187824 | 0 | 0 | 0 | 0 | 0 | 0 | 0 | 187824 | 0 | 0 | 187824 | 0 | 0 | 0 | 0 | 100 | 0 | 0 | 0 | 0 | 0 | 0 | 0 | 100 | 0 | 0 | 100
2480 | FL | Tropicana Products Bradent | 50971 | Florida Power & Light Co | 6452 | Tropicana Products Inc | 19216 | Florida Power & Light Company | FPL | FRCC | FRCC | FRCC All |  | 12 | 081 | Manatee | 27.4834 | -82.5483 | 0 |  | NG | GAS |  | 0.45742 | 46.8 | 0.57097 |  | Yes | 910225.6 | 0.703 | 0.48388 |  | 934550.8873 | 449322.5175 | 934550.887 | 449322.518 | 187526 | 90161 | 146.166 | 70.275 | 1.493 | 54619.386 | 2060.334 | 206.033 | 54672.955 | -- | 1.559 | 1.559 | 0.016 | 582.526 | 0.011 | 0.001 | 583.097 | -- | 0.313 | 0.313 | 0.003 | 116.889 | -- | 1.559 | 1.559 | 0.016 | 582.526 | 0.011 | 0.001 | -- | 302.071 | 145.233 | 3.086 | 112877.893 | 4257.941 | 425.794 | -- | 1931368 | 928582 | 1931368 | 928582 | EIA | EIA | EIA | EIA | EIA | EIA | n/a | EIA | EIA | 4983.5803 | 0 | 0 | 187526 | 0 | 0 | 0 | 0 | 0 | 0 | 0 | 0 | 187526 | 0 | 0 | 187526 | 0 | 0 | 0 | 100 | 0 | 0 | 0 | 0 | 0 | 0 | 0 | 0 | 100 | 0 | 0 | 100 | 0
4574 | MI | Greater Detroit Resource Recovery | 10033 | DTE Electric Company | 5109 | Detroit Renewable Power | 15430 | Midcontinent Independent Transmission System Operator, Inc.. | MISO | RFC | RFCM | RFC Michigan | MISO | 26 | 163 | Wayne | 42.3678 | -83.0514 | 3 | 3 | MSW | BIOMASS |  | 0.31287 | 68.4 | 0.81188 | Yes | Yes | 6668312 | 0.096 | 0.11342 |  | 1108618.092 | 459484.2106 | 1108618.092 | 459484.211 | 187468 | 83382 |  |  | 3.294 | 54693.181 | 77462.737 | 10172.304 | 57083.246 | -- |  |  | 0.035 | 583.494 | 0.413 | 0.054 | 608.992 | -- |  |  | 0.006 | 98.669 | -- |  |  | 0.035 | 583.494 | 0.413 | 0.054 | -- |  |  | 29.038 | 975327.431 | 682952.184 | 89684.373 | -- | 9774159.509 | 4051054.19 | 9774159.509 | 4051054.19 |  |  | EIA | EIA | EIA | EIA | n/a | EIA | EIA | 5913.6391 | 0 | 2032.347 | 0 | 0 | 0 | 185435.653 | 0 | 0 | 0 | 0 | 0 | 2032.347 | 185435.653 | 185435.653 | 187468 | 0 | 0 | 1.0841 | 0 | 0 | 0 | 98.9159 | 0 | 0 | 0 | 0 | 0 | 1.0841 | 98.9159 | 98.9159 | 100 | 0
7709 | OR | Oak Grove | 6505 | Portland General Electric Co | 15248 | Portland General Electric Co | 15248 | Portland General Electric Company | PGE | WECC | NWPP | WECC Northwest |  | 41 | 005 | Clackamas | 45.122 | -122.0699 | 0 |  | WAT | HYDRO |  | 0.41944 | 51 | [9 empty] | 1729976 | 559539 | 187389 | 60609 |  |  |  | 0 | 0 | 0 | 0 | -- |  |  |  | 0 | 0 | 0 | 0 | -- |  |  |  |  | -- | [6 empty] | -- |  |  |  | 0 | 0 | 0 | -- | 0 | 0 | 1729976 | 559539 |  |  |  | EIA | EIA | EIA | n/a | EIA | EIA |  | 0 | 0 | 0 | 0 | 187389 | 0 | 0 | 0 | 0 | 0 | 0 | 0 | 187389 | 0 | 0 | 187389 | 0 | 0 | 0 | 0 | 100 | 0 | 0 | 0 | 0 | 0 | 0 | 0 | 100 | 0 | 0 | 100
8781 | TX | Sunray Wind I | 57326 | Southwestern Public Service Co | 17718 | Diamond Shamrock Refining Company LP | 56680 | Southwest Power Pool | SWPP | TRE | ERCT | ERCOT All |  | 48 | 341 | Moore | 35.9454 | -101.9005 | 0 |  | WND | WIND |  | 0.4312 | 49.5 | [9 empty] | 1726163 | 620566 | 186976 | 67219 |  |  |  | 0 | 0 | 0 | 0 | -- |  |  |  | 0 | 0 | 0 | 0 | -- |  |  |  |  | -- | [6 empty] | -- |  |  |  | 0 | 0 | 0 | -- | 0 | 0 | 1726163 | 620566 |  |  |  | EIA | EIA | EIA | n/a | EIA | EIA |  | 0 | 0 | 0 | 0 | 0 | 0 | 186976 | 0 | 0 | 0 | 0 | 0 | 186976 | 186976 | 0 | 186976 | 0 | 0 | 0 | 0 | 0 | 0 | 100 | 0 | 0 | 0 | 0 | 0 | 100 | 100 | 0 | 100
7706 | OR | North Fork | 3047 | Portland General Electric Co | 15248 | Portland General Electric Co | 15248 | Portland General Electric Company | PGE | WECC | NWPP | WECC Northwest |  | 41 | 005 | Clackamas | 45.2433 | -122.2799 | 0 |  | WAT | HYDRO |  | 0.5202 | 40.8 | [9 empty] | 1716459 | 555167 | 185925 | 60135 |  |  |  | 0 | 0 | 0 | 0 | -- |  |  |  | 0 | 0 | 0 | 0 | -- |  |  |  |  | -- | [6 empty] | -- |  |  |  | 0 | 0 | 0 | -- | 0 | 0 | 1716459 | 555167 |  |  |  | EIA | EIA | EIA | n/a | EIA | EIA |  | 0 | 0 | 0 | 0 | 185925 | 0 | 0 | 0 | 0 | 0 | 0 | 0 | 185925 | 0 | 0 | 185925 | 0 | 0 | 0 | 0 | 100 | 0 | 0 | 0 | 0 | 0 | 0 | 0 | 100 | 0 | 0 | 100
7428 | OH | Orrville | 2935 | City of Orrville - (OH) | 14194 | City of Orrville - (OH) | 14194 | PJM Interconnection, LLC | PJM | RFC | RFCW | RFC West | PJM | 39 | 169 | Wayne | 40.851 | -81.7658 | 11 | 11 | BIT | COAL | Yes | 0.25062 | 84.5 | 0.91564 | [6 empty] | 2850379.768 | 1264822.194 | 2850379.768 | 1264822.194 | 185513 | 82062 |  |  | 9568.805 | 283676.235 | 64276.711 | 9327.306 | 285796.873 | -- |  |  | 103.16 | 3058.29 | 0.346 | 0.05 | 3081.152 | -- |  |  | 6.714 | 199.045 | -- |  |  | 103.16 | 3058.29 | 0.346 | 0.05 | -- |  |  | 9568.805 | 283676.235 | 64276.711 | 9327.306 | -- | 2850379.768 | 1264822.194 | 2850379.768 | 1264822.194 |  |  | EIA | EIA | EIA | EIA | n/a | EIA | EIA | 15364.852 | 169794.49 | 0 | 15718.509 | 0 | 0 | 0 | 0 | 0 | 0 | 0 | 0 | 185512.999 | 0 | 0 | 185512.999 | 0 | 91.527 | 0 | 8.473 | 0 | 0 | 0 | 0 | 0 | 0 | 0 | 0 | 100 | 0 | 0 | 100 | 0
5160 | MO | James River | 2161 | City Utilities of Springfield - (MO) | 17833 | City Utilities of Springfield - (MO) | 17833 | Southwest Power Pool | SWPP | SPP | SPSO | SPP South |  | 29 | 077 | Greene | 37.1086 | -93.2619 | 5 | 3 | NG | GAS |  | 0.04697 | 450.5 | 1 | [6 empty] | 2376330.266 | 1991338.642 | 2376330.266 | 1991338.642 | 185353 | 158189 | 143.132 | 115.017 | 1.919 | 141250.639 | 5220.939 | 529.35 | 141387.508 | -- | 1.544 | 1.454 | 0.021 | 1524.126 | 0.028 | 0.003 | 1525.603 | -- | 0.12 | 0.116 | 0.002 | 118.881 | -- | 1.544 | 1.454 | 0.021 | 1524.126 | 0.028 | 0.003 | -- | 143.132 | 115.017 | 1.919 | 141250.639 | 5220.939 | 529.35 | -- | 2376330.266 | 1991338.642 | 2376330.266 | 1991338.642 | EPA/CAMD | EPA/CAMD | EPA/CAMD | EPA/CAMD | EIA | EIA | n/a | EPA/CAMD | EPA/CAMD | 12820.5654 | 0 | 763.744 | 184589.256 | 0 | 0 | 0 | 0 | 0 | 0 | 0 | 0 | 185353 | 0 | 0 | 185353 | 0 | 0 | 0.41205 | 99.588 | 0 | 0 | 0 | 0 | 0 | 0 | 0 | 0 | 100 | 0 | 0 | 100 | 0
7602 | OK | WFEC GenCo LLC | 55655 | Western Farmers Elec Coop, Inc | 20447 | Western Farmers Elec Coop, Inc | 20447 | Southwest Power Pool | SWPP | SPP | SPSO | SPP South |  | 40 | 015 | Caddo | 35.0833 | -98.2264 | 0 |  | NG | GAS |  | 0.2351 | 90 | 0.9415 | [6 empty] | 1856043 | 951567 | 1856043 | 951567 | 185352 | 95028 | 283.366 | 145.278 | 2.966 | 108475.558 | 4091.878 | 409.188 | 108581.947 | -- | 3.058 | 3.058 | 0.032 | 1170.482 | 0.022 | 0.002 | 1171.63 | -- | 0.305 | 0.305 | 0.003 | 116.889 | -- | 3.058 | 3.058 | 0.032 | 1170.482 | 0.022 | 0.002 | -- | 283.366 | 145.278 | 2.966 | 108475.558 | 4091.878 | 409.188 | -- | 1856043 | 951567 | 1856043 | 951567 | EIA | EIA | EIA | EIA | EIA | EIA | n/a | EIA | EIA | 10013.6119 | 0 | 0 | 185352 | 0 | 0 | 0 | 0 | 0 | 0 | 0 | 0 | 185352 | 0 | 0 | 185352 | 0 | 0 | 0 | 100 | 0 | 0 | 0 | 0 | 0 | 0 | 0 | 0 | 100 | 0 | 0 | 100 | 0
2050 | CO | Kit Carson Windpower | 57244 | Tri-State G & T Assn, Inc | 30151 | Kit Carson Windpower LLC | 56612 | Western Area Power Administration - Rocky Mountain Region | WACM | WECC | RMPA | WECC Rockies |  | 08 | 063 | Kit Carson | 39.3383 | -102.3533 | 0 |  | WND | WIND |  | 0.41476 | 51 | [9 empty] | 1710653 | 568636 | 185296 | 61594 |  |  |  | 0 | 0 | 0 | 0 | -- |  |  |  | 0 | 0 | 0 | 0 | -- |  |  |  |  | -- | [6 empty] | -- |  |  |  | 0 | 0 | 0 | -- | 0 | 0 | 1710653 | 568636 |  |  |  | EIA | EIA | EIA | n/a | EIA | EIA |  | 0 | 0 | 0 | 0 | 0 | 0 | 185296 | 0 | 0 | 0 | 0 | 0 | 185296 | 185296 | 0 | 185296 | 0 | 0 | 0 | 0 | 0 | 0 | 100 | 0 | 0 | 0 | 0 | 0 | 100 | 100 | 0 | 100
9258 | WA | Cushman 1 | 3914 | City of Tacoma - (WA) | 18429 | City of Tacoma - (WA) | 18429 | City of Tacoma, Department of Public Utilities, Light Division | TPWR | WECC | NWPP | WECC Northwest |  | 53 | 045 | Mason | 47.4181 | -123.2252 | 0 |  | WAT | HYDRO |  | 0.48895 | 43.2 | [9 empty] | 1708233 | 670269 | 185034 | 72603 |  |  |  | 0 | 0 | 0 | 0 | -- |  |  |  | 0 | 0 | 0 | 0 | -- |  |  |  |  | -- | [6 empty] | -- |  |  |  | 0 | 0 | 0 | -- | 0 | 0 | 1708233 | 670269 |  |  |  | EIA | EIA | EIA | n/a | EIA | EIA |  | 0 | 0 | 0 | 0 | 185034 | 0 | 0 | 0 | 0 | 0 | 0 | 0 | 185034 | 0 | 0 | 185034 | 0 | 0 | 0 | 0 | 100 | 0 | 0 | 0 | 0 | 0 | 0 | 0 | 100 | 0 | 0 | 100
1264 | CA | Mountain View I&2 | 55719 | Southern California Edison Co | 17609 | AES Wind Generation Inc | 19740 | California Independent System Operator | CISO | WECC | CAMX | WECC California | CAISO | 06 | 065 | Riverside | 33.9211 | -116.5642 | 0 |  | WND | WIND |  | 0.31509 | 66.6 | [9 empty] | 1697089 | 953259 | 183827 | 103256 |  |  |  | 0 | 0 | 0 | 0 | -- |  |  |  | 0 | 0 | 0 | 0 | -- |  |  |  |  | -- | [6 empty] | -- |  |  |  | 0 | 0 | 0 | -- | 0 | 0 | 1697089 | 953259 |  |  |  | EIA | EIA | EIA | n/a | EIA | EIA |  | 0 | 0 | 0 | 0 | 0 | 0 | 183827 | 0 | 0 | 0 | 0 | 0 | 183827 | 183827 | 0 | 183827 | 0 | 0 | 0 | 0 | 0 | 0 | 100 | 0 | 0 | 0 | 0 | 0 | 100 | 100 | 0 | 100
1403 | CA | Pitchess Cogen Station | 10478 | Southern California Edison Co | 17609 | Los Angeles County | 11216 | California Independent System Operator | CISO | WECC | CAMX | WECC California | CAISO | 06 | 037 | Los Angeles | 34.4639 | -118.594 | 0 |  | NG | GAS |  | 0.74108 | 28.3 | 0.098198 |  | Yes | 270864 | 2.315 | 0.7553 |  | 1288753.5407 | 0 | 1288753.541 | 0 | 183720 | 86191.979 | 199.228 | 93.467 | 2.06 | 75320.594 | 2841.217 | 284.122 | 75394.465 | -- | 2.169 | 2.169 | 0.022 | 819.95 | 0.015 | 0.002 | 820.754 | -- | 0.309 |  | 0.003 | 116.889 | -- | 2.169 | 2.169 | 0.022 | 819.95 | 0.015 | 0.002 | -- | 263.774 | 123.749 | 2.727 | 99723.051 | 3761.718 | 376.172 | -- | 1706285.475 | 0 | 1706285.475 | 0 | EIA | EIA | EIA | EIA | EIA | EIA | n/a | EPA/CAMD; EIA | EPA/CAMD; EIA | 7014.77 | 0 | 0 | 183720 | 0 | 0 | 0 | 0 | 0 | 0 | 0 | 0 | 183720 | 0 | 0 | 183720 | 0 | 0 | 0 | 100 | 0 | 0 | 0 | 0 | 0 | 0 | 0 | 0 | 100 | 0 | 0 | 100 | 0
4608 | MI | LaFarge Alpena | 50305 | Alpena Power Co | 392 | Lafarge Corp | 40430 | Midcontinent Independent Transmission System Operator, Inc.. | MISO | RFC | RFCM | RFC Michigan | MISO | 26 | 007 | Alpena | 45.0699 | -83.4082 | 25 | 25 | PC | OIL | Yes | 0.44399 | 47.2 | 0.59335 | Yes | Yes | 6066284.8 | 0.103 | 0.12104 |  | 1187437.1145 | 521269.1189 | 1187437.115 | 521269.119 | 183577 | 84628 | 458.261 | 253.236 | 393.841 | 129849.886 | 11630.803 | 2024.461 | 130285.801 | -- | 4.993 | 5.985 | 4.291 | 1414.664 | 0.063 | 0.011 | 1419.413 | -- | 0.772 | 0.972 | 0.663 | 218.706 | -- | 4.993 | 5.985 | 4.291 | 1414.664 | 0.063 | 0.011 | -- | 3785.95 | 2092.119 | 3253.736 | 1073884.255 | 96088.491 | 16725.19 | -- | 9810074.476 | 4306492.374 | 9810074.476 | 4306492.374 | EIA | EIA | EIA | EIA | EIA | EIA | n/a | EIA | EIA | 6468.3326 | 34903.324 | 143110.86 | 3241.409 | 0 | 0 | 234.685 | 0 | 0 | 0 | 0 | 2086.724 | 183342.317 | 234.685 | 234.685 | 183577.002 | 0 | 19.0129 | 77.9569 | 1.7657 | 0 | 0 | 0.12784 | 0 | 0 | 0 | 0 | 1.1367 | 99.8722 | 0.12784 | 0.12784 | 100 | 0
7911 | PA | Laurel Hill Wind | 57744 | Pennsylvania Electric Co | 14711 | Laurel Wind Energy LLC | 57053 | PJM Interconnection, LLC | PJM | RFC | RFCE | RFC East | PJM | 42 | 081 | Lycoming | 41.5323 | -77.0296 | 0 |  | WND | WIND |  | 0.30352 | 69 | [9 empty] | 1693722 | 409311 | 183462 | 44336 |  |  |  | 0 | 0 | 0 | 0 | -- |  |  |  | 0 | 0 | 0 | 0 | -- |  |  |  |  | -- | [6 empty] | -- |  |  |  | 0 | 0 | 0 | -- | 0 | 0 | 1693722 | 409311 |  |  |  | EIA | EIA | EIA | n/a | EIA | EIA |  | 0 | 0 | 0 | 0 | 0 | 0 | 183462 | 0 | 0 | 0 | 0 | 0 | 183462 | 183462 | 0 | 183462 | 0 | 0 | 0 | 0 | 0 | 0 | 100 | 0 | 0 | 0 | 0 | 0 | 100 | 100 | 0 | 100
484 | CA | Alta Wind Energy Center IV | 57293 | Southern California Edison Co | 17609 | Terra-Gen Operating Co LLC | 2770 | California Independent System Operator | CISO | WECC | CAMX | WECC California | CAISO | 06 | 029 | Kern | 35.0086 | -118.2422 | 0 |  | WND | WIND |  | 0.20525 | 102 | [9 empty] | 1693084 | 862472 | 183393 | 93422 |  |  |  | 0 | 0 | 0 | 0 | -- |  |  |  | 0 | 0 | 0 | 0 | -- |  |  |  |  | -- | [6 empty] | -- |  |  |  | 0 | 0 | 0 | -- | 0 | 0 | 1693084 | 862472 |  |  |  | EIA | EIA | EIA | n/a | EIA | EIA |  | 0 | 0 | 0 | 0 | 0 | 0 | 183393 | 0 | 0 | 0 | 0 | 0 | 183393 | 183393 | 0 | 183393 | 0 | 0 | 0 | 0 | 0 | 0 | 100 | 0 | 0 | 0 | 0 | 0 | 100 | 100 | 0 | 100
9143 | VT | Bellows Falls | 3745 | Green Mountain Power Corp | 7601 | TransCanada Hydro Northeast Inc., | 50048 | ISO New England Inc. | ISNE | NPCC | NEWE | NPCC New England | ISONE | 50 | 025 | Windham | 43.1375 | -72.4464 | 0 |  | WAT | HYDRO |  | 0.51303 | 40.8 | [9 empty] | 1692791.001 | 426314.001 | 183360.999 | 46178.001 |  |  |  | 0 | 0 | 0 | 0 | -- |  |  |  | 0 | 0 | 0 | 0 | -- |  |  |  |  | -- | [6 empty] | -- |  |  |  | 0 | 0 | 0 | -- | 0 | 0 | 1692791.001 | 426314.001 |  |  |  | EIA | EIA | EIA | n/a | EIA | EIA |  | 0 | 0 | 0 | 0 | 183361 | 0 | 0 | 0 | 0 | 0 | 0 | 0 | 183361 | 0 | 0 | 183361 | 0 | 0 | 0 | 0 | 100 | 0 | 0 | 0 | 0 | 0 | 0 | 0 | 100 | 0 | 0 | 100
4286 | MD | Criterion | 57300 | The Potomac Edison Company | 15263 | Criterion Power Partners LLC | 56661 | PJM Interconnection, LLC | PJM | RFC | RFCW | RFC West | PJM | 24 | 023 | GARRETT | 39.4047 | -79.29 | 0 |  | WND | WIND |  | 0.29772 | 70 | [9 empty] | 1685424 | 413493 | 182563 | 44789 |  |  |  | 0 | 0 | 0 | 0 | -- |  |  |  | 0 | 0 | 0 | 0 | -- |  |  |  |  | -- | [6 empty] | -- |  |  |  | 0 | 0 | 0 | -- | 0 | 0 | 1685424 | 413493 |  |  |  | EIA | EIA | EIA | n/a | EIA | EIA |  | 0 | 0 | 0 | 0 | 0 | 0 | 182563 | 0 | 0 | 0 | 0 | 0 | 182563 | 182563 | 0 | 182563 | 0 | 0 | 0 | 0 | 0 | 0 | 100 | 0 | 0 | 0 | 0 | 0 | 100 | 100 | 0 | 100
9295 | WA | Little Falls (WA) | 3866 | Avista Corp | 20169 | Avista Corp | 20169 | Avista Corporation | AVA | WECC | NWPP | WECC Northwest |  | 53 | 043 | Lincoln | 47.8217 | -117.9167 | 0 |  | WAT | HYDRO |  | 0.55373 | 37.6 | [9 empty] | 1683779 | 660675 | 182385 | 71563 |  |  |  | 0 | 0 | 0 | 0 | -- |  |  |  | 0 | 0 | 0 | 0 | -- |  |  |  |  | -- | [6 empty] | -- |  |  |  | 0 | 0 | 0 | -- | 0 | 0 | 1683779 | 660675 |  |  |  | EIA | EIA | EIA | n/a | EIA | EIA |  | 0 | 0 | 0 | 0 | 182385 | 0 | 0 | 0 | 0 | 0 | 0 | 0 | 182385 | 0 | 0 | 182385 | 0 | 0 | 0 | 0 | 100 | 0 | 0 | 0 | 0 | 0 | 0 | 0 | 100 | 0 | 0 | 100
6928 | NY | Cohocton Wind Project | 56634 | New York State Elec & Gas Corp | 13511 | First Wind O&M, LLC | 59155 | New York Independent System Operator | NYIS | NPCC | NYUP | NPCC Upstate NY | NYISO | 36 | 101 | Steuben | 42.45 | -77.52 | 0 |  | WND | WIND |  | 0.23793 | 87.5 | [9 empty] | 1683705 | 417656 | 182377 | 45240 |  |  |  | 0 | 0 | 0 | 0 | -- |  |  |  | 0 | 0 | 0 | 0 | -- |  |  |  |  | -- | [6 empty] | -- |  |  |  | 0 | 0 | 0 | -- | 0 | 0 | 1683705 | 417656 |  |  |  | EIA | EIA | EIA | n/a | EIA | EIA |  | 0 | 0 | 0 | 0 | 0 | 0 | 182377 | 0 | 0 | 0 | 0 | 0 | 182377 | 182377 | 0 | 182377 | 0 | 0 | 0 | 0 | 0 | 0 | 100 | 0 | 0 | 0 | 0 | 0 | 100 | 100 | 0 | 100
6172 | ND | Luverne Wind Farm | 57031 | Otter Tail Power Co | 14232 | Otter Tail Power Co | 14232 | Midcontinent Independent Transmission System Operator, Inc.. | MISO | MRO | MROW | MRO West | MISO | 38 | 091 | Steele | 47.3272 | -97.8975 | 0 |  | WND | WIND |  | 0.42048 | 49.5 | [9 empty] | 1683252 | 601529 | 182328 | 65157 |  |  |  | 0 | 0 | 0 | 0 | -- |  |  |  | 0 | 0 | 0 | 0 | -- |  |  |  |  | -- | [6 empty] | -- |  |  |  | 0 | 0 | 0 | -- | 0 | 0 | 1683252 | 601529 |  |  |  | EIA | EIA | EIA | n/a | EIA | EIA |  | 0 | 0 | 0 | 0 | 0 | 0 | 182328 | 0 | 0 | 0 | 0 | 0 | 182328 | 182328 | 0 | 182328 | 0 | 0 | 0 | 0 | 0 | 0 | 100 | 0 | 0 | 0 | 0 | 0 | 100 | 100 | 0 | 100
8388 | TX | C. R. Wing Cogeneration Plant | 52176 | Oncor Electric Delivery Company LLC | 44372 | Power Resources Ltd | 15300 | Electric Reliability Council of Texas, Inc. | ERCO | TRE | ERCT | ERCOT All | ERCOT | 48 | 227 | Howard | 32.2732 | -101.4224 | 2 |  | NG | GAS |  | 0.09048 | 230 | 1 |  | Yes | 73554.4 | 8.459 | 0.91855 |  | 1607372.7554 | 1186726.3471 | 1607372.755 | 1186726.347 | 182293 | 135616 | 112.943 | 80.257 | 0.482 | 95523.721 | 3519.733 | 351.973 | 95615.235 | -- | 1.239 | 1.184 | 0.005 | 1048.024 | 0.019 | 0.002 | 1049.028 | -- | 0.141 | 0.135 | 0.001 | 118.857 | -- | 1.239 | 1.184 | 0.005 | 1048.024 | 0.019 | 0.002 | -- | 122.957 | 87.373 | 0.525 | 103993.555 | 3831.818 | 383.182 | -- | 1749894.209 | 1291950.206 | 1749894.209 | 1291950.206 | EPA/CAMD | EPA/CAMD | EPA/CAMD | EPA/CAMD | EIA | EIA | n/a | EPA/CAMD | EPA/CAMD | 8817.5232 | 0 | 0 | 182293 | 0 | 0 | 0 | 0 | 0 | 0 | 0 | 0 | 182293 | 0 | 0 | 182293 | 0 | 0 | 0 | 100 | 0 | 0 | 0 | 0 | 0 | 0 | 0 | 0 | 100 | 0 | 0 | 100 | 0
2715 | HI | Kapaia Power Station | 56258 | Kauai Island Utility Cooperative | 10071 | Kauai Island Utility Cooperative | 10071 | Hawaii Miscellaneous | NA | HICC | HIMS | HICC Miscellaneous |  | 15 | 007 | Kauai | 21.9965 | -159.3758 | 0 |  | WO | OIL |  | 0.53174 | 39.1 | 0.44711 | [6 empty] | 1651953 | 711886 | 1651953 | 711886 | 182128 | 78485 |  |  |  | 140825.502 | 372.328 | 74.466 | 140840.954 | -- |  |  |  | 1546.445 | 0.002 | 0 | 1546.615 | -- |  |  |  | 170.496 | -- |  |  |  | 1546.445 | 0.002 | 0 | -- |  |  |  | 140825.502 | 372.328 | 74.466 | -- | 1651953 | 711886 | 1651953 | 711886 |  |  |  | EIA | EIA | EIA | n/a | EIA | EIA | 9070.2857 | 0 | 6206.341 | 0 | 0 | 0 | 0 | 0 | 0 | 0 | 0 | 175921.66 | 182128.001 | 0 | 0 | 182128.001 | 0 | 0 | 3.4077 | 0 | 0 | 0 | 0 | 0 | 0 | 0 | 0 | 96.5923 | 100 | 0 | 0 | 100 | 0
7008 | NY | Hardscrabble Wind Power LLC | 57287 | Niagara Mohawk Power Corp. | 13573 | Avangrid Renewables LLC | 15399 | New York Independent System Operator | NYIS | NPCC | NYUP | NPCC Upstate NY | NYISO | 36 | 043 | Herkimer | 43.1122 | -74.8789 | 0 |  | WND | WIND |  | 0.28078 | 74 | [9 empty] | 1680345 | 436951 | 182013 | 47330 |  |  |  | 0 | 0 | 0 | 0 | -- |  |  |  | 0 | 0 | 0 | 0 | -- |  |  |  |  | -- | [6 empty] | -- |  |  |  | 0 | 0 | 0 | -- | 0 | 0 | 1680345 | 436951 |  |  |  | EIA | EIA | EIA | n/a | EIA | EIA |  | 0 | 0 | 0 | 0 | 0 | 0 | 182013 | 0 | 0 | 0 | 0 | 0 | 182013 | 182013 | 0 | 182013 | 0 | 0 | 0 | 0 | 0 | 0 | 100 | 0 | 0 | 0 | 0 | 0 | 100 | 100 | 0 | 100
1979 | CO | Blue Spruce Energy Center | 55645 | Public Service Co of Colorado | 15466 | Public Service Co of Colorado | 15466 | Public Service Company of Colorado | PSCO | WECC | RMPA | WECC Rockies |  | 08 | 001 | Adams | 39.7479 | -104.6814 | 0 |  | NG | GAS |  | 0.05221 | 397.8 | 1 | [6 empty] | 2304998.249 | 1202521.326 | 2304998.249 | 1202521.326 | 181945 | 95773 | 37.433 | 19.843 | 0.714 | 137044.88 | 4694.514 | 471.775 | 137167.297 | -- | 0.411 | 0.414 | 0.008 | 1506.443 | 0.026 | 0.003 | 1507.789 | -- | 0.032 | 0.033 | 0.001 | 118.911 | -- | 0.411 | 0.414 | 0.008 | 1506.443 | 0.026 | 0.003 | -- | 37.433 | 19.843 | 0.714 | 137044.88 | 4694.514 | 471.775 | -- | 2304998.249 | 1202521.326 | 2304998.249 | 1202521.326 | EPA/CAMD | EPA/CAMD | EPA/CAMD | EPA/CAMD | EIA | EIA | n/a | EPA/CAMD | EPA/CAMD | 12668.6543 | 0 | 273.376 | 181671.62 | 0 | 0 | 0 | 0 | 0 | 0 | 0 | 0 | 181944.996 | 0 | 0 | 181944.996 | 0 | 0 | 0.15025 | 99.8497 | 0 | 0 | 0 | 0 | 0 | 0 | 0 | 0 | 100 | 0 | 0 | 100 | 0
3460 | IN | Georgetown Substation | 7759 | Indianapolis Power & Light Co | 9273 | Indianapolis Power & Light Co | 9273 | Midcontinent Independent Transmission System Operator, Inc.. | MISO | RFC | RFCW | RFC West | MISO | 18 | 097 | Marion | 39.9026 | -86.2441 | 0 |  | NG | GAS |  | 0.06101 | 340 | 1 | [6 empty] | 2750041.355 | 1451245.579 | 2750041.355 | 1451245.579 | 181709 | 96111 | 32.027 | 16.18 | 0.824 | 163434.17 | 5142.705 | 514.271 | 163567.88 | -- | 0.353 | 0.337 | 0.009 | 1798.856 | 0.028 | 0.003 | 1800.328 | -- | 0.023 | 0.022 | 0.001 | 118.859 | -- | 0.353 | 0.337 | 0.009 | 1798.856 | 0.028 | 0.003 | -- | 32.027 | 16.18 | 0.824 | 163434.17 | 5142.705 | 514.271 | -- | 2750041.355 | 1451245.579 | 2750041.355 | 1451245.579 | EPA/CAMD | EPA/CAMD | EPA/CAMD | EPA/CAMD | EIA | EIA | n/a | EPA/CAMD | EPA/CAMD | 15134.3156 | 0 | 0 | 181709 | 0 | 0 | 0 | 0 | 0 | 0 | 0 | 0 | 181709 | 0 | 0 | 181709 | 0 | 0 | 0 | 100 | 0 | 0 | 0 | 0 | 0 | 0 | 0 | 0 | 100 | 0 | 0 | 100 | 0
2159 | CT | Bridgeport Harbor Station | 568 | United Illuminating Co | 19497 | PSEG Power Connecticut LLC | 15452 | ISO New England Inc. | ISNE | NPCC | NEWE | NPCC New England | ISONE | 09 | 001 | Fairfield | 41.1706 | -73.1844 | 2 | 1 | SUB | COAL | Yes | 0.03566 | 581.6 | 1 | [6 empty] | 2311530.221 | 643850.932 | 2311530.221 | 643850.932 | 181669 | 42160 | 154.206 | 44.1 | 239.35 | 242411.891 | 57353.765 | 8375.132 | 244312.251 | -- | 1.698 | 2.092 | 2.635 | 2668.72 | 0.316 | 0.046 | 2689.642 | -- | 0.133 | 0.137 | 0.207 | 209.741 | -- | 1.698 | 2.092 | 2.635 | 2668.72 | 0.316 | 0.046 | -- | 154.206 | 44.1 | 239.35 | 242411.891 | 57353.765 | 8375.132 | -- | 2311530.221 | 643850.932 | 2311530.221 | 643850.932 | EPA/CAMD; EIA | EPA/CAMD | EPA/CAMD; EIA | EPA/CAMD; EIA | EIA | EIA | n/a | EPA/CAMD; EIA | EPA/CAMD | 12723.8559 | 177370.48 | 4298.524 | 0 | 0 | 0 | 0 | 0 | 0 | 0 | 0 | 0 | 181669.004 | 0 | 0 | 181669.004 | 0 | 97.6339 | 2.3661 | 0 | 0 | 0 | 0 | 0 | 0 | 0 | 0 | 0 | 100 | 0 | 0 | 100 | 0
4400 | ME | Harris Hydro | 1492 | Central Maine Power Co | 3266 | Brookfield White Pine Hydro LLC | 39006 | ISO New England Inc. | ISNE | NPCC | NEWE | NPCC New England | ISONE | 23 | 025 | Somerset | 45.4592 | -69.8658 | 0 |  | WAT | HYDRO |  | 0.27136 | 76.4 | [9 empty] | 1676615 | 610085.999 | 181609.001 | 66084 |  |  |  | 0 | 0 | 0 | 0 | -- |  |  |  | 0 | 0 | 0 | 0 | -- |  |  |  |  | -- | [6 empty] | -- |  |  |  | 0 | 0 | 0 | -- | 0 | 0 | 1676615 | 610085.999 |  |  |  | EIA | EIA | EIA | n/a | EIA | EIA |  | 0 | 0 | 0 | 0 | 181609 | 0 | 0 | 0 | 0 | 0 | 0 | 0 | 181609 | 0 | 0 | 181609 | 0 | 0 | 0 | 0 | 100 | 0 | 0 | 0 | 0 | 0 | 0 | 0 | 100 | 0 | 0 | 100
558 | CA | Belden | 219 | Pacific Gas & Electric Co | 14328 | Pacific Gas & Electric Co | 14328 | California Independent System Operator | CISO | WECC | CAMX | WECC California | CAISO | 06 | 063 | Plumas | 40.0074 | -121.2494 | 0 |  | WAT | HYDRO |  | 0.17581 | 117.9 | [9 empty] | 1676328 | 1340736 | 181578 | 145227 |  |  |  | 0 | 0 | 0 | 0 | -- |  |  |  | 0 | 0 | 0 | 0 | -- |  |  |  |  | -- | [6 empty] | -- |  |  |  | 0 | 0 | 0 | -- | 0 | 0 | 1676328 | 1340736 |  |  |  | EIA | EIA | EIA | n/a | EIA | EIA |  | 0 | 0 | 0 | 0 | 181578 | 0 | 0 | 0 | 0 | 0 | 0 | 0 | 181578 | 0 | 0 | 181578 | 0 | 0 | 0 | 0 | 100 | 0 | 0 | 0 | 0 | 0 | 0 | 0 | 100 | 0 | 0 | 100
6908 | NY | Carr Street Generating Station | 50978 | Niagara Mohawk Power Corp. | 13573 | Carr Street Generating Sta LP | 24202 | New York Independent System Operator | NYIS | NPCC | NYUP | NPCC Upstate NY | NYISO | 36 | 067 | Onondaga | 43.0613 | -76.0824 | 2 |  | NG | GAS |  | 0.16895 | 122.6 | 1 |  | Yes | 0 |  | 1 |  | 1528864.413 | 880770.051 | 1528864.413 | 880770.051 | 181451 | 104201 | 21.545 | 12.108 | 0.459 | 90858.701 | 3493.267 | 349.327 | 90949.526 | -- | 0.237 | 0.232 | 0.005 | 1001.468 | 0.019 | 0.002 | 1002.469 | -- | 0.028 | 0.027 | 0.001 | 118.858 | -- | 0.237 | 0.232 | 0.005 | 1001.468 | 0.019 | 0.002 | -- | 21.545 | 12.108 | 0.459 | 90858.701 | 3493.267 | 349.327 | -- | 1528864.413 | 880770.051 | 1528864.413 | 880770.051 | EPA/CAMD | EPA/CAMD | EPA/CAMD | EPA/CAMD | EIA | EIA | n/a | EPA/CAMD | EPA/CAMD | 8425.7701 | 0 | 0 | 181451 | 0 | 0 | 0 | 0 | 0 | 0 | 0 | 0 | 181451 | 0 | 0 | 181451 | 0 | 0 | 0 | 100 | 0 | 0 | 0 | 0 | 0 | 0 | 0 | 0 | 100 | 0 | 0 | 100 | 0
9461 | WI | Green Bay West Mill | 10360 | Wisconsin Public Service Corp | 20860 | Georgia-Pacific Consr Prods LP-Green Bay | 55919 | Midcontinent Independent Transmission System Operator, Inc.. | MISO | MRO | MROE | MRO East | MISO | 55 | 009 | Brown | 44.4936 | -88.0303 | 38 | 27 | NG | GAS | Yes | 0.12605 | 164 | 1 |  | Yes | 3216708 | 0.192 | 0.20394 |  | 1009303.1099 | 367809.9853 | 1009303.11 | 367809.985 | 181092 | 62864 | 107.677 | 50.746 | 738.53 | 84757.501 | 12215.278 | 1775.421 | 85160.952 | -- | 1.189 | 1.614 | 8.156 | 936.071 | 0.067 | 0.01 | 940.527 | -- | 0.213 | 0.276 | 1.463 | 167.953 | -- | 1.189 | 1.614 | 8.156 | 936.071 | 0.067 | 0.01 | -- | 527.978 | 248.826 | 3621.268 | 415595.582 | 59895.768 | 8705.508 | -- | 4948965.083 | 1803500.61 | 4948965.083 | 1803500.61 | EIA | EIA | EPA/CAMD; EIA | EIA | EIA | EIA | n/a | EIA | EIA | 5573.4274 | 76092.685 | 23474.715 | 81524.6 | 0 | 0 | 0 | 0 | 0 | 0 | 0 | 0 | 181092 | 0 | 0 | 181092 | 0 | 42.0188 | 12.9629 | 45.0183 | 0 | 0 | 0 | 0 | 0 | 0 | 0 | 0 | 100 | 0 | 0 | 100 | 0
1499 | CA | Rio Bravo Fresno | 10767 | Pacific Gas & Electric Co | 14328 | Rio Bravo Fresno | 15986 | California Independent System Operator | CISO | WECC | CAMX | WECC California | CAISO | 06 | 019 | Fresno | 36.6889 | -119.7232 | 1 | 1 | WDS | BIOMASS |  | 0.73827 | 28 | 0.10288 | Yes | [5 empty] | 2203556.476 | 976009.291 | 2203556.476 | 976009.291 | 181084 | 71276 | 77.124 | 34.16 | 27.363 | 973.084 | 154318.584 | 20253.167 | 5732.67 | -- | 0.852 | 0.959 | 0.302 | 10.747 | 0.852 | 0.112 | 63.315 | -- | 0.07 | 0.07 | 0.025 | 0.883 | -- | 0.852 | 0.959 | 0.302 | 10.747 | 0.852 | 0.112 | -- | 77.124 | 34.16 | 27.363 | 227092.207 | 154318.584 | 20253.167 | -- | 2203556.476 | 976009.291 | 2203556.476 | 976009.291 | EIA | EIA | EIA | EIA | EIA | EIA | n/a | EIA | EIA | 12168.6978 | 0 | 0 | 1429.631 | 0 | 0 | 179654.37 | 0 | 0 | 0 | 0 | 0 | 1429.631 | 179654.37 | 179654.37 | 181084.001 | 0 | 0 | 0 | 0.78948 | 0 | 0 | 99.2105 | 0 | 0 | 0 | 0 | 0 | 0.78948 | 99.2105 | 99.2105 | 100 | 0
7998 | PA | Shawville | 3131 | Pennsylvania Electric Co | 14711 | NRG REMA LLC | 17235 | PJM Interconnection, LLC | PJM | RFC | RFCE | RFC East | PJM | 42 | 033 | Clearfield | 41.0675 | -78.3662 | 4 | 4 | NG | GAS |  | 0.0326 | 632 | 1 | [6 empty] | 2430630.265 | 2474.031 | 2430630.265 | 2474.031 | 180502.999 | -8679.001 | 101.164 | 0.035 | 6.983 | 144087.301 | 5372.498 | 537.458 | 144227.018 | -- | 1.121 | 0 | 0.077 | 1596.509 | 0.03 | 0.003 | 1598.057 | -- | 0.083 | 0.028 | 0.006 | 118.56 | -- | 1.121 | 0 | 0.077 | 1596.509 | 0.03 | 0.003 | -- | 101.164 | 0.035 | 6.983 | 144087.301 | 5372.498 | 537.458 | -- | 2430630.265 | 2474.031 | 2430630.265 | 2474.031 | EPA/CAMD | EPA/CAMD | EPA/CAMD | EPA/CAMD | EIA | EIA | n/a | EPA/CAMD | EPA/CAMD | 13465.872 | -12119.44 | -1884.562 | 194507 | 0 | 0 | 0 | 0 | 0 | 0 | 0 | 0 | 180502.998 | 0 | 0 | 180502.998 | 0 | 0 | 0 | 100 | 0 | 0 | 0 | 0 | 0 | 0 | 0 | 0 | 100 | 0 | 0 | 100 | 0
7968 | PA | PEI Power Corporation | 50279 | PPL Electric Utilities Corp | 14715 | PEI Power Corp | 22174 | PJM Interconnection, LLC | PJM | RFC | RFCE | RFC East | PJM | 42 | 069 | Lackawanna | 41.485 | -75.5406 | 1 | 1 | LFG | BIOMASS |  | 0.22165 | 92.9 | 0.96392 | Yes | Yes | 0 |  | 1 |  | 2157829.154 | 894335.937 | 2157829.154 | 894335.937 | 180377 | 76734 | 21.108 | 7.704 | 0 | 3935.538 | 148.455 | 14.845 | 3939.398 | -- | 0.234 | 0.201 | 0 | 43.637 | 0.001 | 0 | 43.68 | -- | 0.02 | 0.017 | 0 | 3.648 | -- | 0.234 | 0.201 | 0 | 43.637 | 0.001 | 0 | -- | 91.453 | 37.575 | 11.554 | 136801.929 | 5930.168 | 593.017 | -- | 2157829.154 | 894335.937 | 2157829.154 | 894335.937 | EPA/CAMD; EIA | EPA/CAMD; EIA | EPA/CAMD; EIA | EPA/CAMD; EIA | EIA | EIA | n/a | EPA/CAMD; EIA | EPA/CAMD; EIA | 11962.8841 | 0 | 0 | 4968.337 | 0 | 0 | 175408.663 | 0 | 0 | 0 | 0 | 0 | 4968.337 | 175408.663 | 175408.663 | 180377 | 0 | 0 | 0 | 2.7544 | 0 | 0 | 97.2456 | 0 | 0 | 0 | 0 | 0 | 2.7544 | 97.2456 | 97.2456 | 100 | 0
7444 | OH | Racine | 6006 | Ohio Power Co | 14006 | AEP Generation Resources Inc | 58620 | PJM Interconnection, LLC | PJM | RFC | RFCW | RFC West | PJM | 39 | 105 | Meigs | 38.9153 | -81.9081 | 0 |  | WAT | HYDRO |  | 0.43393 | 47.4 | [9 empty] | 1663421 | 709059 | 180180 | 76805 |  |  |  | 0 | 0 | 0 | 0 | -- |  |  |  | 0 | 0 | 0 | 0 | -- |  |  |  |  | -- | [6 empty] | -- |  |  |  | 0 | 0 | 0 | -- | 0 | 0 | 1663421 | 709059 |  |  |  | EIA | EIA | EIA | n/a | EIA | EIA |  | 0 | 0 | 0 | 0 | 180180 | 0 | 0 | 0 | 0 | 0 | 0 | 0 | 180180 | 0 | 0 | 180180 | 0 | 0 | 0 | 0 | 100 | 0 | 0 | 0 | 0 | 0 | 0 | 0 | 100 | 0 | 0 | 100
7704 | OR | Neal Hot Springs Geothermal Project | 58022 | Idaho Power Co | 9191 | US Geothermal Inc. | 50147 | Idaho Power Company | IPCO | WECC | NWPP | WECC Northwest |  | 41 | 045 | Malheur | 44.0231 | -117.4681 | 0 |  | GEO | GEOTHERMAL |  | 0.62118 | 33 | [9 empty] | 1657799.001 | 501740.001 | 179571 | 54348 | 0 | 0 | 0 | 0 | 0 | 0 | 0 | -- | 0 | 0 | 0 | 0 | 0 | 0 | 0 | -- |  |  |  |  | -- | [6 empty] | -- | 0 | 0 | 0 | 0 | 0 | 0 | -- | 0 | 0 | 1657799.001 | 501740.001 | EIA | EIA | EIA | EIA | EIA | EIA | n/a | EIA | EIA |  | 0 | 0 | 0 | 0 | 0 | 0 | 0 | 0 | 179571 | 0 | 0 | 0 | 179571 | 179571 | 0 | 179571 | 0 | 0 | 0 | 0 | 0 | 0 | 0 | 0 | 100 | 0 | 0 | 0 | 100 | 100 | 0 | 100
8187 | SC | St Stephen | 6789 | South Carolina Public Service Authority | 17543 | US Army Corps of Engineers | 50118 | South Carolina Public Service Authority | SC | SERC | SRVC | SERC Virginia/Carolina |  | 45 | 015 | Berkeley | 33.4261 | -79.93 | 0 |  | WAT | HYDRO |  | 0.24367 | 84 | [9 empty] | 1656497.001 | 256650 | 179304 | 27800.001 |  |  |  | 0 | 0 | 0 | 0 | -- |  |  |  | 0 | 0 | 0 | 0 | -- |  |  |  |  | -- | [6 empty] | -- |  |  |  | 0 | 0 | 0 | -- | 0 | 0 | 1656497.001 | 256650 |  |  |  | EIA | EIA | EIA | n/a | EIA | EIA |  | 0 | 0 | 0 | 0 | 179304 | 0 | 0 | 0 | 0 | 0 | 0 | 0 | 179304 | 0 | 0 | 179304 | 0 | 0 | 0 | 0 | 100 | 0 | 0 | 0 | 0 | 0 | 0 | 0 | 100 | 0 | 0 | 100
3573 | IN | Wabash River Highland Plant | 57842 | Duke Energy Indiana Inc | 15470 | Wabash Valley Power Assn, Inc | 40211 | Midcontinent Independent Transmission System Operator, Inc.. | MISO | RFC | RFCW | RFC West | MISO | 18 | 167 | Vigo | 39.53 | -87.4247 | 2 | 1 | OG | OFSL |  | 0.06716 | 304.5 | 1 | [6 empty] | 4292074.54 | 243843.323 | 4292074.54 | 243843.323 | 179144 | 15352 | 163.086 | 11.829 | 241.142 | 542695.356 | 17626.7 | 2666.738 | 543293.781 | -- | 1.821 | 1.541 | 2.692 | 6058.761 | 0.098 | 0.015 | 6065.442 | -- | 0.076 | 0.097 | 0.112 | 252.883 | -- | 0.603 | 0.51 | 0.891 | 2006.29 | 0.033 | 0.005 | -- | 163.086 | 11.829 | 241.142 | 542695.356 | 17626.7 | 2666.738 | -- | 4292074.54 | 243843.323 | 4292074.54 | 243843.323 | EPA/CAMD | EPA/CAMD | EPA/CAMD | EPA/CAMD | EIA | EIA | n/a | EPA/CAMD | EPA/CAMD | 7933.6823 | 0 | 496938.81 | 44055.194 | 0 | 0 | 0 | 0 | 0 | 0 | 0 | 0 | 540994.004 | 0 | 0 | 540994.004 | 0 | 0 | 91.8566 | 8.1434 | 0 | 0 | 0 | 0 | 0 | 0 | 0 | 0 | 100 | 0 | 0 | 100 | 0
5294 | MS | Sylvarena Generating Plant | 7989 | Entergy Mississippi Inc | 12685 | Cooperative Energy | 17568 | Midcontinent Independent Transmission System Operator, Inc.. | MISO | SERC | SRMV | SERC Mississippi Valley | MISO | 28 | 129 | Smith | 31.9821 | -89.4127 | 0 |  | NG | GAS |  | 0.145 | 141 | 1 | [6 empty] | 1781170.674 | 958157.02 | 1781170.674 | 958157.02 | 179094 | 87018 | 81.581 | 44.422 | 0.535 | 105852.178 | 3989.57 | 398.957 | 105955.907 | -- | 0.911 | 1.021 | 0.006 | 1182.085 | 0.022 | 0.002 | 1183.244 | -- | 0.092 | 0.093 | 0.001 | 118.857 | -- | 0.911 | 1.021 | 0.006 | 1182.085 | 0.022 | 0.002 | -- | 81.581 | 44.422 | 0.535 | 105852.178 | 3989.57 | 398.957 | -- | 1781170.674 | 958157.02 | 1781170.674 | 958157.02 | EPA/CAMD | EPA/CAMD | EPA/CAMD | EPA/CAMD | EIA | EIA | n/a | EPA/CAMD | EPA/CAMD | 9945.4514 | 0 | 0 | 179094 | 0 | 0 | 0 | 0 | 0 | 0 | 0 | 0 | 179094 | 0 | 0 | 179094 | 0 | 0 | 0 | 100 | 0 | 0 | 0 | 0 | 0 | 0 | 0 | 0 | 100 | 0 | 0 | 100 | 0
1324 | CA | Oasis Wind | 56302 | San Diego Gas & Electric Co | 16609 | EDF Renewable Asset Holdings, Inc. | 57170 | California Independent System Operator | CISO | WECC | CAMX | WECC California | CAISO | 06 | 029 | Kern | 35.0609 | -118.2924 | 0 |  | WND | WIND |  | 0.34043 | 60 | [9 empty] | 1651891 | 855733 | 178931 | 92692 |  |  |  | 0 | 0 | 0 | 0 | -- |  |  |  | 0 | 0 | 0 | 0 | -- |  |  |  |  | -- | [6 empty] | -- |  |  |  | 0 | 0 | 0 | -- | 0 | 0 | 1651891 | 855733 |  |  |  | EIA | EIA | EIA | n/a | EIA | EIA |  | 0 | 0 | 0 | 0 | 0 | 0 | 178931 | 0 | 0 | 0 | 0 | 0 | 178931 | 178931 | 0 | 178931 | 0 | 0 | 0 | 0 | 0 | 0 | 100 | 0 | 0 | 0 | 0 | 0 | 100 | 100 | 0 | 100
2976 | IA | Top of Iowa Windfarm | 55804 | ITC Midwest LLC | 56161 | Northern Iowa Windpower LLC | 13808 | Midcontinent Independent Transmission System Operator, Inc.. | MISO | MRO | MROW | MRO West | MISO | 19 | 195 | Worth | 43.3833 | -93.4167 | 0 |  | WND | WIND |  | 0.25521 | 80 | [9 empty] | 1651161 | 477415 | 178852 | 51713 |  |  |  | 0 | 0 | 0 | 0 | -- |  |  |  | 0 | 0 | 0 | 0 | -- |  |  |  |  | -- | [6 empty] | -- |  |  |  | 0 | 0 | 0 | -- | 0 | 0 | 1651161 | 477415 |  |  |  | EIA | EIA | EIA | n/a | EIA | EIA |  | 0 | 0 | 0 | 0 | 0 | 0 | 178852 | 0 | 0 | 0 | 0 | 0 | 178852 | 178852 | 0 | 178852 | 0 | 0 | 0 | 0 | 0 | 0 | 100 | 0 | 0 | 0 | 0 | 0 | 100 | 100 | 0 | 100
8799 | TX | Texas Petrochemicals | 50229 | CenterPoint Energy | 8901 | TPC Group, LLC | 18760 | Electric Reliability Council of Texas, Inc. | ERCO | TRE | ERCT | ERCOT All | ERCOT | 48 | 201 | Harris | 29.6981 | -95.2547 | 1 | 1 | NG | GAS |  | 0.03426 | 595 | 1 |  | Yes | 5711978.4 | 0.107 | 0.12454 |  | 989671.3482 | 410245.785 | 989671.348 | 410245.785 | 178553 | 73881 | 66.062 | 26.459 | 1.581 | 57840.967 | 2181.925 | 218.096 | 57897.682 | -- | 0.74 | 0.716 | 0.018 | 647.886 | 0.012 | 0.001 | 648.521 | -- | 0.134 | 0.129 | 0.003 | 116.889 | -- | 0.74 | 0.716 | 0.018 | 647.886 | 0.012 | 0.001 | -- | 530.465 | 212.463 | 12.699 | 464452.715 | 17520.475 | 1751.272 | -- | 7946885.591 | 3294200.972 | 7946885.591 | 3294200.972 | EIA | EIA | EIA | EIA | EIA | EIA | n/a | EIA | EIA | 5542.7316 | 0 | 0 | 144207.54 | 0 | 0 | 0 | 0 | 0 | 0 | 34345.458 | 0 | 178552.998 | 0 | 0 | 178552.998 | 0 | 0 | 0 | 80.7646 | 0 | 0 | 0 | 0 | 0 | 0 | 19.2354 | 0 | 100 | 0 | 0 | 100 | 0
8253 | TN | Apalachia | 3394 | Tennessee Valley Authority | 18642 | Tennessee Valley Authority | 18642 | Tennessee Valley Authority | TVA | SERC | SRTV | SERC Tennessee Valley |  | 47 | 139 | Polk | 35.1677 | -84.2956 | 0 |  | WAT | HYDRO |  | 0.21693 | 93.6 | [9 empty] | 1642096 | 509840 | 177870 | 55225 |  |  |  | 0 | 0 | 0 | 0 | -- |  |  |  | 0 | 0 | 0 | 0 | -- |  |  |  |  | -- | [6 empty] | -- |  |  |  | 0 | 0 | 0 | -- | 0 | 0 | 1642096 | 509840 |  |  |  | EIA | EIA | EIA | n/a | EIA | EIA |  | 0 | 0 | 0 | 0 | 177870 | 0 | 0 | 0 | 0 | 0 | 0 | 0 | 177870 | 0 | 0 | 177870 | 0 | 0 | 0 | 0 | 100 | 0 | 0 | 0 | 0 | 0 | 0 | 0 | 100 | 0 | 0 | 100
3078 | ID | Horse Butte Wind I, LLC | 57890 | Bonneville Power Administration | 1738 | Horse Butte Wind I, LLC | 58208 | Bonneville Power Administration | BPAT | WECC | NWPP | WECC Northwest |  | 16 | 019 | Bonneville | 43.3864 | -111.7264 | 0 |  | WND | WIND |  | 0.35125 | 57.6 | [9 empty] | 1636223 | 551796 | 177234 | 59770 |  |  |  | 0 | 0 | 0 | 0 | -- |  |  |  | 0 | 0 | 0 | 0 | -- |  |  |  |  | -- | [6 empty] | -- |  |  |  | 0 | 0 | 0 | -- | 0 | 0 | 1636223 | 551796 |  |  |  | EIA | EIA | EIA | n/a | EIA | EIA |  | 0 | 0 | 0 | 0 | 0 | 0 | 177234 | 0 | 0 | 0 | 0 | 0 | 177234 | 177234 | 0 | 177234 | 0 | 0 | 0 | 0 | 0 | 0 | 100 | 0 | 0 | 0 | 0 | 0 | 100 | 100 | 0 | 100
6220 | NE | Crofton Bluffs Wind LLC | 57278 | Nebraska Public Power District | 13337 | NRG Energy Gas & Wind Holdings Inc | 59883 | Southwest Power Pool | SWPP | MRO | MROW | MRO West |  | 31 | 107 | Knox | 42.6983 | -97.58 | 0 |  | WND | WIND |  | 0.50578 | 40 | [9 empty] | 1636160 | 543322 | 177227 | 58852 |  |  |  | 0 | 0 | 0 | 0 | -- |  |  |  | 0 | 0 | 0 | 0 | -- |  |  |  |  | -- | [6 empty] | -- |  |  |  | 0 | 0 | 0 | -- | 0 | 0 | 1636160 | 543322 |  |  |  | EIA | EIA | EIA | n/a | EIA | EIA |  | 0 | 0 | 0 | 0 | 0 | 0 | 177227 | 0 | 0 | 0 | 0 | 0 | 177227 | 177227 | 0 | 177227 | 0 | 0 | 0 | 0 | 0 | 0 | 100 | 0 | 0 | 0 | 0 | 0 | 100 | 100 | 0 | 100
9412 | WI | Cedar Ridge | 56347 | American Transmission Co | 659 | Wisconsin Power & Light Co | 20856 | Midcontinent Independent Transmission System Operator, Inc.. | MISO | MRO | MROE | MRO East | MISO | 55 | 039 | Fond Du Lac | 43.6926 | -88.3297 | 0 |  | WND | WIND |  | 0.29884 | 67.7 | [9 empty] | 1636141 | 512034 | 177225 | 55463 |  |  |  | 0 | 0 | 0 | 0 | -- |  |  |  | 0 | 0 | 0 | 0 | -- |  |  |  |  | -- | [6 empty] | -- |  |  |  | 0 | 0 | 0 | -- | 0 | 0 | 1636141 | 512034 |  |  |  | EIA | EIA | EIA | n/a | EIA | EIA |  | 0 | 0 | 0 | 0 | 0 | 0 | 177225 | 0 | 0 | 0 | 0 | 0 | 177225 | 177225 | 0 | 177225 | 0 | 0 | 0 | 0 | 0 | 0 | 100 | 0 | 0 | 0 | 0 | 0 | 100 | 100 | 0 | 100
6838 | NV | Stillwater Facility | 50765 | Sierra Pacific Power Co | 17166 | Enel Stillwater LLC | 50131 | Nevada Power Company | NEVP | WECC | NWPP | WECC Northwest |  | 32 | 001 | Churchill | 39.5475 | -118.5556 | 0 |  | SUN | SOLAR |  | 0.22359 | 90.2 | [9 empty] | 1631027 | 647414 | 176671 | 70127 | 0 | 0 | 0 | 0 | 0 | 0 | 0 | -- | 0 | 0 | 0 | 0 | 0 | 0 | 0 | -- |  |  |  |  | -- | [6 empty] | -- | 0 | 0 | 0 | 0 | 0 | 0 | -- | 0 | 0 | 1631027 | 647414 | EIA | EIA | EIA | EIA | EIA | EIA | n/a | EIA | EIA |  | 0 | 0 | 0 | 0 | 0 | 0 | 0 | 42495 | 134176 | 0 | 0 | 0 | 176671 | 176671 | 0 | 176671 | 0 | 0 | 0 | 0 | 0 | 0 | 0 | 24.0532 | 75.9468 | 0 | 0 | 0 | 100 | 100 | 0 | 100
389 | AZ | Novo BioPower Plant | 56616 | Arizona Public Service Co | 803 | Novo Biopower LLC | 55925 | Arizona Public Service Company | AZPS | WECC | AZNM | WECC Southwest |  | 04 | 017 | Navajo | 34.5032 | -110.335 | 1 | 1 | WDS | BIOMASS |  | 0.74106 | 27.2 | 0.098232 | Yes | [5 empty] | 3437760.84 | 1516015.32 | 3437760.84 | 1516015.32 | 176574 | 79021 | 257.832 | 113.701 | 42.877 | 510.599 | 241929.983 | 31752.708 | 7972.533 | -- | 2.92 | 2.878 | 0.486 | 5.783 | 1.37 | 0.18 | 90.302 | -- | 0.15 | 0.15 | 0.025 | 0.297 | -- | 2.92 | 2.878 | 0.486 | 5.783 | 1.37 | 0.18 | -- | 257.832 | 113.701 | 42.877 | 355060.609 | 241929.983 | 31752.708 | -- | 3437760.84 | 1516015.32 | 3437760.84 | 1516015.32 | EIA | EIA | EIA | EIA | EIA | EIA | n/a | EIA | EIA | 19469.236 | 0 | 0 | 438.298 | 0 | 0 | 176135.7 | 0 | 0 | 0 | 0 | 0 | 438.298 | 176135.7 | 176135.7 | 176573.998 | 0 | 0 | 0 | 0.24822 | 0 | 0 | 99.7518 | 0 | 0 | 0 | 0 | 0 | 0.24822 | 99.7518 | 99.7518 | 100 | 0
6195 | NE | Ainsworth Wind | 56162 | Nebraska Public Power District | 13337 | Nebraska Public Power District | 13337 | Southwest Power Pool | SWPP | MRO | MROW | MRO West |  | 31 | 017 | Brown | 42.4489 | -99.8917 | 0 |  | WND | WIND |  | 0.33884 | 59.4 | [9 empty] | 1627730 | 554649 | 176314 | 60079 |  |  |  | 0 | 0 | 0 | 0 | -- |  |  |  | 0 | 0 | 0 | 0 | -- |  |  |  |  | -- | [6 empty] | -- |  |  |  | 0 | 0 | 0 | -- | 0 | 0 | 1627730 | 554649 |  |  |  | EIA | EIA | EIA | n/a | EIA | EIA |  | 0 | 0 | 0 | 0 | 0 | 0 | 176314 | 0 | 0 | 0 | 0 | 0 | 176314 | 176314 | 0 | 176314 | 0 | 0 | 0 | 0 | 0 | 0 | 100 | 0 | 0 | 0 | 0 | 0 | 100 | 100 | 0 | 100
2011 | CO | Crystal | 6159 | WAPA-- Western Area Power Administration | 27000 | U S Bureau of Reclamation | 2518 | Western Area Power Administration - Rocky Mountain Region | WACM | WECC | RMPA | WECC Rockies |  | 08 | 085 | Montrose | 38.5106 | -107.6253 | 0 |  | WAT | HYDRO |  | 0.71665 | 28 | [9 empty] | 1622801 | 731705 | 175780 | 79258 |  |  |  | 0 | 0 | 0 | 0 | -- |  |  |  | 0 | 0 | 0 | 0 | -- |  |  |  |  | -- | [6 empty] | -- |  |  |  | 0 | 0 | 0 | -- | 0 | 0 | 1622801 | 731705 |  |  |  | EIA | EIA | EIA | n/a | EIA | EIA |  | 0 | 0 | 0 | 0 | 175780 | 0 | 0 | 0 | 0 | 0 | 0 | 0 | 175780 | 0 | 0 | 175780 | 0 | 0 | 0 | 0 | 100 | 0 | 0 | 0 | 0 | 0 | 0 | 0 | 100 | 0 | 0 | 100
6780 | NV | Don A Campbell 1 Geothermal | 58533 | Nevada Power Co | 13407 | ORNI 47, LLC | 60230 | Nevada Power Company | NEVP | WECC | AZNM | WECC Southwest |  | 32 | 021 | Mineral | 38.8367 | -118.3239 | 0 |  | GEO | GEOTHERMAL |  | 0.89117 | 22.5 | [9 empty] | 1621599 | 619537 | 175650 | 67108 | 0 | 0 | 0 | 0 | 0 | 0 | 0 | -- | 0 | 0 | 0 | 0 | 0 | 0 | 0 | -- |  |  |  |  | -- | [6 empty] | -- | 0 | 0 | 0 | 0 | 0 | 0 | -- | 0 | 0 | 1621599 | 619537 | EIA | EIA | EIA | EIA | EIA | EIA | n/a | EIA | EIA |  | 0 | 0 | 0 | 0 | 0 | 0 | 0 | 0 | 175650 | 0 | 0 | 0 | 175650 | 175650 | 0 | 175650 | 0 | 0 | 0 | 0 | 0 | 0 | 0 | 0 | 100 | 0 | 0 | 0 | 100 | 100 | 0 | 100
6156 | ND | FPL Energy Oliver Wind II LLC | 56573 | ALLETE, Inc. | 12647 | FPL Energy Oliver County Wind II LLC | 54799 | Midcontinent Independent Transmission System Operator, Inc.. | MISO | MRO | MROW | MRO West | MISO | 38 | 065 | Oliver | 47.1528 | -101.1977 | 0 |  | WND | WIND |  | 0.41752 | 48 | [9 empty] | 1620761 | 618175 | 175559 | 66960 |  |  |  | 0 | 0 | 0 | 0 | -- |  |  |  | 0 | 0 | 0 | 0 | -- |  |  |  |  | -- | [6 empty] | -- |  |  |  | 0 | 0 | 0 | -- | 0 | 0 | 1620761 | 618175 |  |  |  | EIA | EIA | EIA | n/a | EIA | EIA |  | 0 | 0 | 0 | 0 | 0 | 0 | 175559 | 0 | 0 | 0 | 0 | 0 | 175559 | 175559 | 0 | 175559 | 0 | 0 | 0 | 0 | 0 | 0 | 100 | 0 | 0 | 0 | 0 | 0 | 100 | 100 | 0 | 100
2437 | FL | Ridge Generating Station | 54529 | City of Lakeland - (FL) | 10623 | Wheelabrator Environmental Systems | 20541 | Florida Municipal Power Pool | FMPP | FRCC | FRCC | FRCC All |  | 12 | 105 | Polk | 28.0274 | -81.8475 | 1 |  | WDS | BIOMASS |  | 0.44017 | 45.5 | 0.59971 | Yes | [5 empty] | 5717463 | 2491940 | 5717463 | 2491940 | 175444 | 73960 |  |  | 62.864 | 60954.521 | 396864.848 | 52088.511 | 73195.321 | -- |  |  | 0.717 | 694.86 | 2.262 | 0.297 | 834.401 | -- |  |  | 0.022 | 21.322 | -- |  |  | 0.717 | 694.86 | 2.262 | 0.297 | -- |  |  | 63.393 | 591167.214 | 397078.847 | 52109.911 | -- | 5717463 | 2491940 | 5717463 | 2491940 |  |  | EIA | EIA | EIA | EIA | n/a | EIA | EIA | 32588.5346 | 0 | 0 | 0 | 0 | 0 | 158559.241 | 0 | 0 | 0 | 16884.763 | 0 | 16884.763 | 158559.241 | 158559.241 | 175444.004 | 0 | 0 | 0 | 0 | 0 | 0 | 90.376 | 0 | 0 | 0 | 9.624 | 0 | 9.624 | 90.376 | 90.376 | 100 | 0
4903 | MN | Lakeswind Power Partners | 58836 | Lake Region Electric Cooperative - (MN) | 10618 | Lakeswind Power Partners | 58710 | Midcontinent Independent Transmission System Operator, Inc.. | MISO | MRO | MROW | MRO West | MISO | 27 | 027 | Clay | 46.7181 | -96.2119 | 0 |  | WND | WIND |  | 0.3866 | 51.8 | [9 empty] | 1619542 | 593441 | 175427 | 64281 |  |  |  | 0 | 0 | 0 | 0 | -- |  |  |  | 0 | 0 | 0 | 0 | -- |  |  |  |  | -- | [6 empty] | -- |  |  |  | 0 | 0 | 0 | -- | 0 | 0 | 1619542 | 593441 |  |  |  | EIA | EIA | EIA | n/a | EIA | EIA |  | 0 | 0 | 0 | 0 | 0 | 0 | 175427 | 0 | 0 | 0 | 0 | 0 | 175427 | 175427 | 0 | 175427 | 0 | 0 | 0 | 0 | 0 | 0 | 100 | 0 | 0 | 0 | 0 | 0 | 100 | 100 | 0 | 100
7125 | NY | Noble Clinton Windpark LLC | 56618 | New York Power Authority | 15296 | Noble Wind Operations LLC | 55868 | New York Independent System Operator | NYIS | NPCC | NYUP | NPCC Upstate NY | NYISO | 36 | 019 | Clinton | 44.8914 | -74.0061 | 0 |  | WND | WIND |  | 0.19891 | 100.5 | [9 empty] | 1616680 | 487663 | 175117 | 52823 |  |  |  | 0 | 0 | 0 | 0 | -- |  |  |  | 0 | 0 | 0 | 0 | -- |  |  |  |  | -- | [6 empty] | -- |  |  |  | 0 | 0 | 0 | -- | 0 | 0 | 1616680 | 487663 |  |  |  | EIA | EIA | EIA | n/a | EIA | EIA |  | 0 | 0 | 0 | 0 | 0 | 0 | 175117 | 0 | 0 | 0 | 0 | 0 | 175117 | 175117 | 0 | 175117 | 0 | 0 | 0 | 0 | 0 | 0 | 100 | 0 | 0 | 0 | 0 | 0 | 100 | 100 | 0 | 100
2627 | GA | Savannah River Mill | 10361 | Georgia Power Co | 7140 | Georgia-Pacific Consr Prods LP-Savannah | 7127 | Southern Company Services, Inc. - Trans | SOCO | SERC | SRSO | SERC South |  | 13 | 103 | Effingham | 32.3313 | -81.2015 | 6 | 6 | PC | OIL | Yes | 0.14234 | 140.4 | 1 | Yes | Yes | 3639205.6 | 0.164 | 0.1796 |  | 1037395.6334 | 445681.1491 | 1037395.633 | 445681.149 | 175068 | 77256 | 68.661 | 29.986 | 79.996 | 102543.3 | 15658.455 | 2359.149 | 103073.382 | -- | 0.784 | 0.776 | 0.914 | 1171.468 | 0.089 | 0.013 | 1177.524 | -- | 0.132 | 0.135 | 0.154 | 197.694 | -- | 0.784 | 0.776 | 0.914 | 1171.468 | 0.089 | 0.013 | -- | 382.302 | 166.961 | 445.417 | 573332.443 | 87186.061 | 13135.711 | -- | 5776204.72 | 2481546.552 | 5776204.72 | 2481546.552 | EPA/CAMD; EIA | EPA/CAMD; EIA | EPA/CAMD; EIA | EIA | EIA | EIA | n/a | EPA/CAMD; EIA | EPA/CAMD; EIA | 5925.6725 | 27403.904 | 97855.142 | 32243 | 0 | 0 | 716.124 | 0 | 0 | 0 | 16849.83 | 0 | 174351.876 | 716.124 | 716.124 | 175068 | 0 | 15.6533 | 55.8955 | 18.4174 | 0 | 0 | 0.40905 | 0 | 0 | 0 | 9.6247 | 0 | 99.5909 | 0.40905 | 0.40905 | 100 | 0
6781 | NV | Don A Campbell 2 Geothermal | 60419 | Nevada Power Co | 13407 | ORNI 37 LLC | 60227 | Nevada Power Company | NEVP | WECC | AZNM | WECC Southwest |  | 32 | 021 | Mineral | 38.8358 | -118.3253 | 0 |  | GEO | GEOTHERMAL |  | 0.79901 | 25 | [9 empty] | 1615451 | 558480 | 174984 | 60494 |  |  |  | 0 | 0 | 0 | 0 | -- |  |  |  | 0 | 0 | 0 | 0 | -- |  |  |  |  | -- | [6 empty] | -- |  |  |  | 0 | 0 | 0 | -- | 0 | 0 | 1615451 | 558480 |  |  |  | EIA | EIA | EIA | n/a | EIA | EIA |  | 0 | 0 | 0 | 0 | 0 | 0 | 0 | 0 | 174984 | 0 | 0 | 0 | 174984 | 174984 | 0 | 174984 | 0 | 0 | 0 | 0 | 0 | 0 | 0 | 0 | 100 | 0 | 0 | 0 | 100 | 100 | 0 | 100
1547 | CA | Salt Springs | 279 | Pacific Gas & Electric Co | 14328 | Pacific Gas & Electric Co | 14328 | California Independent System Operator | CISO | WECC | CAMX | WECC California | CAISO | 06 | 005 | Amador | 38.4979 | -120.2181 | 0 |  | WAT | HYDRO |  | 0.47536 | 42 | [9 empty] | 1614611 | 843537 | 174893 | 91371 |  |  |  | 0 | 0 | 0 | 0 | -- |  |  |  | 0 | 0 | 0 | 0 | -- |  |  |  |  | -- | [6 empty] | -- |  |  |  | 0 | 0 | 0 | -- | 0 | 0 | 1614611 | 843537 |  |  |  | EIA | EIA | EIA | n/a | EIA | EIA |  | 0 | 0 | 0 | 0 | 174893 | 0 | 0 | 0 | 0 | 0 | 0 | 0 | 174893 | 0 | 0 | 174893 | 0 | 0 | 0 | 0 | 100 | 0 | 0 | 0 | 0 | 0 | 0 | 0 | 100 | 0 | 0 | 100
3163 | ID | Wolverine Creek | 56301 | PacifiCorp | 14354 | Invenergy Services LLC | 49893 | PacifiCorp - East | PACE | WECC | NWPP | WECC Northwest |  | 16 | 019 | Bonneville | 43.4195 | -111.8294 | 0 |  | WND | WIND |  | 0.30939 | 64.5 | [9 empty] | 1613857 | 564722 | 174811 | 61170 |  |  |  | 0 | 0 | 0 | 0 | -- |  |  |  | 0 | 0 | 0 | 0 | -- |  |  |  |  | -- | [6 empty] | -- |  |  |  | 0 | 0 | 0 | -- | 0 | 0 | 1613857 | 564722 |  |  |  | EIA | EIA | EIA | n/a | EIA | EIA |  | 0 | 0 | 0 | 0 | 0 | 0 | 174811 | 0 | 0 | 0 | 0 | 0 | 174811 | 174811 | 0 | 174811 | 0 | 0 | 0 | 0 | 0 | 0 | 100 | 0 | 0 | 0 | 0 | 0 | 100 | 100 | 0 | 100
4947 | MN | Moraine II Wind LLC | 56794 | Northern States Power Co - Minnesota | 13781 | Avangrid Renewables LLC | 15399 | Midcontinent Independent Transmission System Operator, Inc.. | MISO | MRO | MROW | MRO West | MISO | 27 | 117 | Pipestone | 44.1238 | -96.0784 | 0 |  | WND | WIND |  | 0.40278 | 49.5 | [9 empty] | 1612386 | 511609 | 174652 | 55417 |  |  |  | 0 | 0 | 0 | 0 | -- |  |  |  | 0 | 0 | 0 | 0 | -- |  |  |  |  | -- | [6 empty] | -- |  |  |  | 0 | 0 | 0 | -- | 0 | 0 | 1612386 | 511609 |  |  |  | EIA | EIA | EIA | n/a | EIA | EIA |  | 0 | 0 | 0 | 0 | 0 | 0 | 174652 | 0 | 0 | 0 | 0 | 0 | 174652 | 174652 | 0 | 174652 | 0 | 0 | 0 | 0 | 0 | 0 | 100 | 0 | 0 | 0 | 0 | 0 | 100 | 100 | 0 | 100
8755 | TX | Silver Star I Wind Power Project | 56771 | Oncor Electric Delivery Company LLC | 44372 | AE Power Services LLC | 55963 | Electric Reliability Council of Texas, Inc. | ERCO | TRE | ERCT | ERCOT All | ERCOT | 48 | 143 | Erath | 32.3386 | -98.4761 | 0 |  | WND | WIND |  | 0.33086 | 60 | [9 empty] | 1605454 | 556542 | 173901 | 60284 |  |  |  | 0 | 0 | 0 | 0 | -- |  |  |  | 0 | 0 | 0 | 0 | -- |  |  |  |  | -- | [6 empty] | -- |  |  |  | 0 | 0 | 0 | -- | 0 | 0 | 1605454 | 556542 |  |  |  | EIA | EIA | EIA | n/a | EIA | EIA |  | 0 | 0 | 0 | 0 | 0 | 0 | 173901 | 0 | 0 | 0 | 0 | 0 | 173901 | 173901 | 0 | 173901 | 0 | 0 | 0 | 0 | 0 | 0 | 100 | 0 | 0 | 0 | 0 | 0 | 100 | 100 | 0 | 100
644 | CA | Cameron Ridge LLC | 10586 | Southern California Edison Co | 17609 | Terra-Gen Operating Co LLC | 2770 | California Independent System Operator | CISO | WECC | CAMX | WECC California | CAISO | 06 | 029 | Kern | 35.075 | -118.3158 | 0 |  | WND | WIND |  | 0.33302 | 59.6 | [9 empty] | 1605151 | 784037 | 173868 | 84926 |  |  |  | 0 | 0 | 0 | 0 | -- |  |  |  | 0 | 0 | 0 | 0 | -- |  |  |  |  | -- | [6 empty] | -- |  |  |  | 0 | 0 | 0 | -- | 0 | 0 | 1605151 | 784037 |  |  |  | EIA | EIA | EIA | n/a | EIA | EIA |  | 0 | 0 | 0 | 0 | 0 | 0 | 173868 | 0 | 0 | 0 | 0 | 0 | 173868 | 173868 | 0 | 173868 | 0 | 0 | 0 | 0 | 0 | 0 | 100 | 0 | 0 | 0 | 0 | 0 | 100 | 100 | 0 | 100
5350 | MT | OREG 2 Inc | 56880 | Mor-Gran-Sou Electric Coop Inc | 12899 | Ormat Nevada Inc | 34691 | Southwest Power Pool | SWPP | MRO | MROW | MRO West |  | 30 | 085 | Roosevelt | 48.2142 | -104.3975 | 0 |  | WH | OTHF |  | 0.66148 | 30 | 0.23087 | [8 empty] | 1604851 | 694910 | 173836 | 75272 |  |  |  | 0 | 0 | 0 | 0 | -- |  |  |  | 0 | 0 | 0 | 0 | -- |  |  |  |  | -- |  |  |  | 0 | 0 | 0 | -- |  |  |  | 0 | 0 | 0 | -- | 0 | 0 | 1604851 | 694910 |  |  |  | EIA | EIA | EIA | n/a | EIA | EIA |  | 0 | 0 | 0 | 0 | 0 | 0 | 0 | 0 | 0 | 0 | 173836 | 173836 | 0 | 0 | 173836 | 0 | 0 | 0 | 0 | 0 | 0 | 0 | 0 | 0 | 0 | 0 | 100 | 100 | 0 | 0 | 100 | 0
7372 | OH | Frank M Tait Station | 2847 | Dayton Power & Light Co | 4922 | Dayton Power & Light Co | 4922 | PJM Interconnection, LLC | PJM | RFC | RFCW | RFC West | PJM | 39 | 113 | Montgomery | 39.7272 | -84.2111 | 0 |  | NG | GAS |  | 0.06514 | 304.6 | 1 | [6 empty] | 2238959.6 | 1214936.3 | 2238959.6 | 1214936.3 | 173811 | 94241.999 | 108.59 | 42.905 | 9.457 | 132870.2 | 4934.115 | 515.016 | 133001.836 | -- | 1.25 | 0.911 | 0.109 | 1528.904 | 0.028 | 0.003 | 1530.419 | -- | 0.097 | 0.071 | 0.008 | 118.689 | -- | 1.25 | 0.911 | 0.109 | 1528.904 | 0.028 | 0.003 | -- | 108.59 | 42.905 | 9.457 | 132870.2 | 4934.115 | 515.016 | -- | 2238959.6 | 1214936.3 | 2238959.6 | 1214936.3 | EPA/CAMD | EPA/CAMD | EPA/CAMD | EPA/CAMD | EIA | EIA | n/a | EPA/CAMD | EPA/CAMD | 12881.5758 | 0 | 2678.782 | 171132.22 | 0 | 0 | 0 | 0 | 0 | 0 | 0 | 0 | 173811.002 | 0 | 0 | 173811.002 | 0 | 0 | 1.5412 | 98.4588 | 0 | 0 | 0 | 0 | 0 | 0 | 0 | 0 | 100 | 0 | 0 | 100 | 0
6930 | NY | Colton | 2551 | Niagara Mohawk Power Corp. | 13573 | Erie Boulevard Hydropower LP | 5914 | New York Independent System Operator | NYIS | NPCC | NYUP | NPCC Upstate NY | NYISO | 36 | 089 | St Lawrence | 44.5839 | -74.9583 | 0 |  | WAT | HYDRO |  | 0.5499 | 36 | [9 empty] | 1600976 | 661740 | 173415.999 | 71679 |  |  |  | 0 | 0 | 0 | 0 | -- |  |  |  | 0 | 0 | 0 | 0 | -- |  |  |  |  | -- | [6 empty] | -- |  |  |  | 0 | 0 | 0 | -- | 0 | 0 | 1600976 | 661740 |  |  |  | EIA | EIA | EIA | n/a | EIA | EIA |  | 0 | 0 | 0 | 0 | 173416 | 0 | 0 | 0 | 0 | 0 | 0 | 0 | 173416 | 0 | 0 | 173416 | 0 | 0 | 0 | 0 | 100 | 0 | 0 | 0 | 0 | 0 | 0 | 0 | 100 | 0 | 0 | 100
2003 | CO | Colorado Energy Nations Company | 10003 | Public Service Co of Colorado | 15466 | Colorado Energy Nations Company LLC | 19173 | Public Service Company of Colorado | PSCO | WECC | RMPA | WECC Rockies |  | 08 | 059 | Jefferson | 39.7606 | -105.215 | 20 | 16 | NG | GAS | Yes | 0.55921 | 35.4 | 0.40132 |  | Yes | 3901556.8 | 0.152 | 0.16824 |  | 990402.7679 | 415915.027 | 990402.768 | 415915.027 | 173411.936 | 64410 | 61.964 | 20.591 | 43.071 | 63313.236 | 4872.727 | 621.736 | 63460.768 | -- | 0.715 | 0.639 | 0.497 | 730.206 | 0.028 | 0.004 | 731.908 | -- | 0.125 | 0.099 | 0.087 | 127.854 | -- | 0.715 | 0.639 | 0.497 | 730.206 | 0.028 | 0.004 | -- | 368.318 | 122.395 | 256.018 | 376337.809 | 28963.791 | 3695.636 | -- | 5887015.614 | 2472224.773 | 5887015.614 | 2472224.773 | EPA/CAMD; EIA | EPA/CAMD; EIA | EIA | EIA | EIA | EIA | n/a | EIA | EIA | 5711.2722 | 21392.857 | 0 | 152019.08 | 0 | 0 | 0 | 0 | 0 | 0 | 0 | 0 | 173411.937 | 0 | 0 | 173411.937 | 0 | 12.3364 | 0 | 87.6636 | 0 | 0 | 0 | 0 | 0 | 0 | 0 | 0 | 100 | 0 | 0 | 100 | 0
9627 | WV | Pinnacle Wind Force LLC | 57595 | The Potomac Edison Company | 15263 | NRG Energy Gas & Wind Holdings Inc | 59883 | PJM Interconnection, LLC | PJM | RFC | RFCW | RFC West | PJM | 54 | 057 | Mineral | 39.445 | -79.03 | 0 |  | WND | WIND |  | 0.35856 | 55.2 | [9 empty] | 1600664 | 419022 | 173382 | 45388 |  |  |  | 0 | 0 | 0 | 0 | -- |  |  |  | 0 | 0 | 0 | 0 | -- |  |  |  |  | -- | [6 empty] | -- |  |  |  | 0 | 0 | 0 | -- | 0 | 0 | 1600664 | 419022 |  |  |  | EIA | EIA | EIA | n/a | EIA | EIA |  | 0 | 0 | 0 | 0 | 0 | 0 | 173382 | 0 | 0 | 0 | 0 | 0 | 173382 | 173382 | 0 | 173382 | 0 | 0 | 0 | 0 | 0 | 0 | 100 | 0 | 0 | 0 | 0 | 0 | 100 | 100 | 0 | 100
4780 | MN | Cannon Falls Energy Center | 56241 | Northern States Power Co - Minnesota | 13781 | Invenergy Services LLC | 49893 | Midcontinent Independent Transmission System Operator, Inc.. | MISO | MRO | MROW | MRO West | MISO | 27 | 049 | Goodhue | 44.5367 | -92.9155 | 0 |  | NG | GAS |  | 0.05706 | 346.8 | 1 | [6 empty] | 1938168.2 | 1548314.4 | 1938168.2 | 1548314.4 | 173348 | 138070 | 47.842 | 34.054 | 0.805 | 114543.1 | 4414.152 | 451.197 | 114659.384 | -- | 0.552 | 0.493 | 0.009 | 1321.539 | 0.025 | 0.003 | 1322.881 | -- | 0.049 | 0.044 | 0.001 | 118.197 | -- | 0.552 | 0.493 | 0.009 | 1321.539 | 0.025 | 0.003 | -- | 47.842 | 34.054 | 0.805 | 114543.1 | 4414.152 | 451.197 | -- | 1938168.2 | 1548314.4 | 1938168.2 | 1548314.4 | EPA/CAMD | EPA/CAMD | EPA/CAMD | EPA/CAMD | EIA | EIA | n/a | EPA/CAMD | EPA/CAMD | 11180.7933 | 0 | 561.404 | 172786.6 | 0 | 0 | 0 | 0 | 0 | 0 | 0 | 0 | 173348.004 | 0 | 0 | 173348.004 | 0 | 0 | 0.32386 | 99.6761 | 0 | 0 | 0 | 0 | 0 | 0 | 0 | 0 | 100 | 0 | 0 | 100 | 0
7651 | OR | Eurus Combine Hills Turbine Ranch 2 | 57137 | Bonneville Power Administration | 1738 | Eurus Combine Hills II LLC | 56483 | Bonneville Power Administration | BPAT | WECC | NWPP | WECC Northwest |  | 41 | 059 | Umatilla | 45.943 | -118.591 | 0 |  | WND | WIND |  | 0.31392 | 63 | [9 empty] | 1599416 | 635835 | 173247 | 68873 |  |  |  | 0 | 0 | 0 | 0 | -- |  |  |  | 0 | 0 | 0 | 0 | -- |  |  |  |  | -- | [6 empty] | -- |  |  |  | 0 | 0 | 0 | -- | 0 | 0 | 1599416 | 635835 |  |  |  | EIA | EIA | EIA | n/a | EIA | EIA |  | 0 | 0 | 0 | 0 | 0 | 0 | 173247 | 0 | 0 | 0 | 0 | 0 | 173247 | 173247 | 0 | 173247 | 0 | 0 | 0 | 0 | 0 | 0 | 100 | 0 | 0 | 0 | 0 | 0 | 100 | 100 | 0 | 100
9345 | WA | Sierra Pacific Burlington Facility | 56406 | Puget Sound Energy Inc | 15500 | Sierra Pacific Industries Inc | 17164 | Puget Sound Energy | PSEI | WECC | NWPP | WECC Northwest |  | 53 | 057 | Skagit | 48.4481 | -122.4331 | 1 | 1 | WDS | BIOMASS |  | 0.70239 | 28 | 0.16269 | Yes | Yes | 2069905.6 | 0.284 | 0.27471 |  | 924044.4687 | 392041.3418 | 924044.469 | 392041.342 | 172281 | 73891 | 41.582 | 17.642 | 11.55 | 0 | 65189.472 | 8556.118 | 2010.688 | -- | 0.483 | 0.478 | 0.134 | 0 | 0.378 | 0.05 | 23.342 | -- | 0.09 | 0.09 | 0.025 | 0 | -- | 0.483 | 0.478 | 0.134 | 0 | 0.378 | 0.05 | -- | 151.367 | 64.22 | 42.046 | 347797.167 | 237303.233 | 31146.049 | -- | 3363714 | 1427112 | 3363714 | 1427112 | EIA | EIA | EIA | EIA | EIA | EIA | n/a | EIA | EIA | 5363.589 | 0 | 0 | 0 | 0 | 0 | 172281 | 0 | 0 | 0 | 0 | 0 | 0 | 172281 | 172281 | 172281 | 0 | 0 | 0 | 0 | 0 | 0 | 100 | 0 | 0 | 0 | 0 | 0 | 0 | 100 | 100 | 100 | 0
7334 | OH | Central Utility Plant Cincinnati | 57908 | Duke Energy Ohio Inc | 3542 | University of Cincinnati | 57281 | PJM Interconnection, LLC | PJM | RFC | RFCW | RFC West | PJM | 39 | 061 | Hamilton | 39.1345 | -84.5094 | 2 | 2 | NG | GAS |  | 0.41644 | 47.2 | 0.63927 |  | Yes | 987328.8 | 0.595 | 0.44247 |  | 958360.7167 | 507186.9209 | 958360.717 | 507186.921 | 172185.86 | 99228 | 119.792 | 61.926 | 1.97 | 56086.101 | 2127.097 | 214.851 | 56141.737 | -- | 1.391 | 1.248 | 0.023 | 651.46 | 0.012 | 0.001 | 652.106 | -- | 0.25 | 0.244 | 0.004 | 117.046 | -- | 1.391 | 1.248 | 0.023 | 651.46 | 0.012 | 0.001 | -- | 270.737 | 139.955 | 4.453 | 126757.639 | 4807.356 | 485.574 | -- | 2165947.358 | 1146270.034 | 2165947.358 | 1146270.034 | EPA/CAMD; EIA | EPA/CAMD; EIA | EIA | EIA | EIA | EIA | n/a | EPA/CAMD; EIA | EPA/CAMD; EIA | 5565.8502 | 0 | 677.529 | 171508.334 | 0 | 0 | 0 | 0 | 0 | 0 | 0 | 0 | 172185.863 | 0 | 0 | 172185.863 | 0 | 0 | 0.39349 | 99.6065 | 0 | 0 | 0 | 0 | 0 | 0 | 0 | 0 | 100 | 0 | 0 | 100 | 0
4283 | MD | Cove Point LNG Terminal | 59073 | Southern Maryland Elec Coop Inc | 17637 | Dominion Cove Point LNG, LP | 58889 | PJM Interconnection, LLC | PJM | RFC | RFCE | RFC East | PJM | 24 | 009 | Calvert | 38.3855 | -76.4098 | 8 |  | NG | GAS |  | 0.08592 | 228.6 | 1 | [6 empty] | 3129303.001 | 2081904 | 3129303.001 | 2081904 | 172048.998 | 114463 | 478.669 | 318.457 | 5.001 | 182890.639 | 6898.938 | 689.894 | 183070.011 | -- | 5.564 | 5.564 | 0.058 | 2126.03 | 0.04 | 0.004 | 2128.115 | -- | 0.306 | 0.306 | 0.003 | 116.889 | -- | 5.564 | 5.564 | 0.058 | 2126.03 | 0.04 | 0.004 | -- | 478.669 | 318.457 | 5.001 | 182890.639 | 6898.938 | 689.894 | -- | 3129303.001 | 2081904 | 3129303.001 | 2081904 | EIA | EIA | EIA | EIA | EIA | EIA | n/a | EIA | EIA | 18188.4405 | 0 | 0 | 172049 | 0 | 0 | 0 | 0 | 0 | 0 | 0 | 0 | 172049 | 0 | 0 | 172049 | 0 | 0 | 0 | 100 | 0 | 0 | 0 | 0 | 0 | 0 | 0 | 0 | 100 | 0 | 0 | 100 | 0
8462 | TX | Enterprise Products Operating | 10261 | CenterPoint Energy | 8901 | Enterprise Products Optg LP | 29925 | Electric Reliability Council of Texas, Inc. | ERCO | TRE | ERCT | ERCOT All | ERCOT | 48 | 071 | Chambers | 29.8247 | -94.9197 | 0 |  | NG | GAS |  | 0.76368 | 25.7 | 0.060532 |  | Yes | 0 |  | 1 |  | 2518869 | 1236375.999 | 2518869 | 1236375.999 | 171929 | 84391 | 386.777 | 189.849 | 4.027 | 147214.114 | 5553.16 | 555.316 | 147358.496 | -- | 4.499 | 4.499 | 0.047 | 1712.499 | 0.032 | 0.003 | 1714.178 | -- | 0.307 | 0.307 | 0.003 | 116.889 | -- | 4.499 | 4.499 | 0.047 | 1712.499 | 0.032 | 0.003 | -- | 386.777 | 189.849 | 4.027 | 147214.114 | 5553.16 | 555.316 | -- | 2518869 | 1236375.999 | 2518869 | 1236375.999 | EIA | EIA | EIA | EIA | EIA | EIA | n/a | EIA | EIA | 14650.6349 | 0 | 0 | 171929 | 0 | 0 | 0 | 0 | 0 | 0 | 0 | 0 | 171929 | 0 | 0 | 171929 | 0 | 0 | 0 | 100 | 0 | 0 | 0 | 0 | 0 | 0 | 0 | 0 | 100 | 0 | 0 | 100 | 0
4878 | MN | Jeffers Wind 20 LLC | 56750 | Interstate Power and Light Co | 9417 | NRG Energy Gas & Wind Holdings Inc | 59883 | Midcontinent Independent Transmission System Operator, Inc.. | MISO | MRO | MROW | MRO West | MISO | 27 | 033 | Cottonwood | 44.0578 | -95.2525 | 0 |  | WND | WIND |  | 0.39088 | 50 | [9 empty] | 1580556 | 489416 | 171204 | 53013 |  |  |  | 0 | 0 | 0 | 0 | -- |  |  |  | 0 | 0 | 0 | 0 | -- |  |  |  |  | -- | [6 empty] | -- |  |  |  | 0 | 0 | 0 | -- | 0 | 0 | 1580556 | 489416 |  |  |  | EIA | EIA | EIA | n/a | EIA | EIA |  | 0 | 0 | 0 | 0 | 0 | 0 | 171204 | 0 | 0 | 0 | 0 | 0 | 171204 | 171204 | 0 | 171204 | 0 | 0 | 0 | 0 | 0 | 0 | 100 | 0 | 0 | 0 | 0 | 0 | 100 | 100 | 0 | 100
2435 | FL | Quantum Pasco Power, LP | 54424 | Tampa Electric Co | 18454 | EthosEnergy Power Plant Services | 58945 | Tampa Electric Company | TEC | FRCC | FRCC | FRCC All |  | 12 | 101 | Pasco | 28.3746 | -82.1889 | 2 |  | NG | GAS |  | 0.13598 | 143.7 | 1 |  | Yes | 10156 | 57.526 | 0.98713 |  | 1498231.4892 | 1003084.5496 | 1498231.489 | 1003084.55 | 171178 | 115811 | 67.328 | 44.936 | 0.45 | 89037.619 | 3245.565 | 324.557 | 89122.003 | -- | 0.787 | 0.776 | 0.005 | 1040.293 | 0.019 | 0.002 | 1041.279 | -- | 0.09 | 0.09 | 0.001 | 118.857 | -- | 0.787 | 0.776 | 0.005 | 1040.293 | 0.019 | 0.002 | -- | 68.206 | 45.522 | 0.456 | 90198.461 | 3287.88 | 328.788 | -- | 1517764.925 | 1016162.427 | 1517764.925 | 1016162.427 | EPA/CAMD | EPA/CAMD | EPA/CAMD | EPA/CAMD | EIA | EIA | n/a | EPA/CAMD | EPA/CAMD | 8752.4769 | 0 | 0 | 171178 | 0 | 0 | 0 | 0 | 0 | 0 | 0 | 0 | 171178 | 0 | 0 | 171178 | 0 | 0 | 0 | 100 | 0 | 0 | 0 | 0 | 0 | 0 | 0 | 0 | 100 | 0 | 0 | 100 | 0
8760 | TX | Snyder Wind Farm | 56602 | Big Country Electric Coop, Inc | 1591 | Snyder Wind Farm LLC | 55847 | Electric Reliability Council of Texas, Inc. | ERCO | TRE | ERCT | ERCOT All | ERCOT | 48 | 415 | Scurry | 32.7393 | -100.7389 | 0 |  | WND | WIND |  | 0.30963 | 63 | [9 empty] | 1577565 | 551760 | 170880 | 59766 |  |  |  | 0 | 0 | 0 | 0 | -- |  |  |  | 0 | 0 | 0 | 0 | -- |  |  |  |  | -- | [6 empty] | -- |  |  |  | 0 | 0 | 0 | -- | 0 | 0 | 1577565 | 551760 |  |  |  | EIA | EIA | EIA | n/a | EIA | EIA |  | 0 | 0 | 0 | 0 | 0 | 0 | 170880 | 0 | 0 | 0 | 0 | 0 | 170880 | 170880 | 0 | 170880 | 0 | 0 | 0 | 0 | 0 | 0 | 100 | 0 | 0 | 0 | 0 | 0 | 100 | 100 | 0 | 100
771 | CA | CSUCI Site Authority | 50851 | Southern California Edison Co | 17609 | CSUCI Site Authority | 56835 | California Independent System Operator | CISO | WECC | CAMX | WECC California | CAISO | 06 | 111 | Ventura | 34.162 | -119.0479 | 0 |  | NG | GAS |  | 0.62693 | 31.1 | 0.28845 |  | Yes | 216462.4 | 2.693 | 0.78217 |  | 1186842.4153 | 0 | 1186842.415 | 0 | 170798 | 80129.643 | 181.718 | 85.252 | 1.897 | 69364.446 | 2616.542 | 261.654 | 69432.476 | -- | 2.128 | 2.128 | 0.022 | 812.24 | 0.015 | 0.002 | 813.036 | -- | 0.306 |  | 0.003 | 116.889 | -- | 2.128 | 2.128 | 0.022 | 812.24 | 0.015 | 0.002 | -- | 232.326 | 108.995 | 2.425 | 88682.42 | 3345.249 | 334.525 | -- | 1517377.62 | 0 | 1517377.62 | 0 | EIA | EIA | EIA | EIA | EIA | EIA | n/a | EPA/CAMD; EIA | EPA/CAMD; EIA | 6948.8075 | 0 | 0 | 170798 | 0 | 0 | 0 | 0 | 0 | 0 | 0 | 0 | 170798 | 0 | 0 | 170798 | 0 | 0 | 0 | 100 | 0 | 0 | 0 | 0 | 0 | 0 | 0 | 0 | 100 | 0 | 0 | 100 | 0
6558 | NJ | Pedricktown Cogeneration Plant | 10099 | Atlantic City Electric Co | 963 | Pedricktown Cogeneration Company LP | 50160 | PJM Interconnection, LLC | PJM | RFC | RFCE | RFC East | PJM | 34 | 033 | Salem | 39.7668 | -75.4238 | 1 |  | NG | GAS |  | 0.14487 | 134.5 | 1 |  | Yes | 0 |  | 1 |  | 1471428.938 | 1211179.661 | 1471428.938 | 1211179.661 | 170687.99 | 140492 | 24.363 | 19.726 | 0.443 | 87517.177 | 3361.609 | 338.367 | 87604.921 | -- | 0.285 | 0.281 | 0.005 | 1025.464 | 0.02 | 0.002 | 1026.492 | -- | 0.033 | 0.033 | 0.001 | 118.955 | -- | 0.285 | 0.281 | 0.005 | 1025.464 | 0.02 | 0.002 | -- | 24.363 | 19.726 | 0.443 | 87517.177 | 3361.609 | 338.367 | -- | 1471428.938 | 1211179.661 | 1471428.938 | 1211179.661 | EPA/CAMD | EPA/CAMD | EPA/CAMD | EPA/CAMD | EIA | EIA | n/a | EPA/CAMD | EPA/CAMD | 8620.577 | 0 | 368.403 | 170319.584 | 0 | 0 | 0 | 0 | 0 | 0 | 0 | 0 | 170687.987 | 0 | 0 | 170687.987 | 0 | 0 | 0.21583 | 99.7842 | 0 | 0 | 0 | 0 | 0 | 0 | 0 | 0 | 100 | 0 | 0 | 100 | 0
4362 | ME | Androscoggin Energy | 55031 | Central Maine Power Co | 3266 | Verso Paper Androscoggin LLC | 55738 | ISO New England Inc. | ISNE | NPCC | NEWE | NPCC New England | ISONE | 23 | 007 | Franklin | 44.5063 | -70.2423 | 0 |  | NG | GAS |  | 0.11893 | 163.5 | 1 |  | Yes | 1142900.8 | 0.509 | 0.40414 |  | 780586.0285 | 343482.271 | 780586.028 | 343482.271 | 170340.999 | 92889.999 | 6.574 | 2.746 | 0.277 | 46426.662 | 2004.614 | 201.723 | 46478.977 | -- | 0.077 | 0.059 | 0.003 | 545.103 | 0.012 | 0.001 | 545.717 | -- | 0.017 | 0.016 | 0.001 | 118.953 | -- | 0.077 | 0.059 | 0.003 | 545.103 | 0.012 | 0.001 | -- | 16.266 | 6.795 | 0.685 | 114877.974 | 4960.211 | 499.144 | -- | 1931479.418 | 849911.365 | 1931479.418 | 849911.365 | EPA/CAMD | EPA/CAMD | EPA/CAMD | EPA/CAMD | EIA | EIA | n/a | EPA/CAMD | EPA/CAMD | 4582.4907 | 0 | 358.847 | 169982.15 | 0 | 0 | 0 | 0 | 0 | 0 | 0 | 0 | 170340.997 | 0 | 0 | 170340.997 | 0 | 0 | 0.21066 | 99.7893 | 0 | 0 | 0 | 0 | 0 | 0 | 0 | 0 | 100 | 0 | 0 | 100 | 0
4627 | MI | Michigan Wind 1 | 56416 | ITC Transmission | 56068 | Michigan Wind 1, LLC | 54800 | Midcontinent Independent Transmission System Operator, Inc.. | MISO | MRO | MROW | MRO West | MISO | 26 | 063 | Huron | 43.7092 | -82.9633 | 0 |  | WND | WIND |  | 0.28143 | 69 | [9 empty] | 1570455 | 436157 | 170110 | 47244 |  |  |  | 0 | 0 | 0 | 0 | -- |  |  |  | 0 | 0 | 0 | 0 | -- |  |  |  |  | -- | [6 empty] | -- |  |  |  | 0 | 0 | 0 | -- | 0 | 0 | 1570455 | 436157 |  |  |  | EIA | EIA | EIA | n/a | EIA | EIA |  | 0 | 0 | 0 | 0 | 0 | 0 | 170110 | 0 | 0 | 0 | 0 | 0 | 170110 | 170110 | 0 | 170110 | 0 | 0 | 0 | 0 | 0 | 0 | 100 | 0 | 0 | 0 | 0 | 0 | 100 | 100 | 0 | 100
7121 | NY | Noble Altona Windpark LLC | 56901 | New York Power Authority | 15296 | Noble Wind Operations LLC | 55868 | New York Independent System Operator | NYIS | NPCC | NYUP | NPCC Upstate NY | NYISO | 36 | 019 | Clinton | 44.8216 | -73.6509 | 0 |  | WND | WIND |  | 0.19917 | 97.5 | [9 empty] | 1570428 | 492351 | 170107 | 53331 |  |  |  | 0 | 0 | 0 | 0 | -- |  |  |  | 0 | 0 | 0 | 0 | -- |  |  |  |  | -- | [6 empty] | -- |  |  |  | 0 | 0 | 0 | -- | 0 | 0 | 1570428 | 492351 |  |  |  | EIA | EIA | EIA | n/a | EIA | EIA |  | 0 | 0 | 0 | 0 | 0 | 0 | 170107 | 0 | 0 | 0 | 0 | 0 | 170107 | 170107 | 0 | 170107 | 0 | 0 | 0 | 0 | 0 | 0 | 100 | 0 | 0 | 0 | 0 | 0 | 100 | 100 | 0 | 100
7228 | NY | Spier Falls | 2612 | Niagara Mohawk Power Corp. | 13573 | Erie Boulevard Hydropower LP | 5914 | New York Independent System Operator | NYIS | NPCC | NYUP | NPCC Upstate NY | NYISO | 36 | 091 | Saratoga | 43.2339 | -73.7556 | 0 |  | WAT | HYDRO |  | 0.34603 | 56 | [9 empty] | 1567113 | 428706 | 169748 | 46437 |  |  |  | 0 | 0 | 0 | 0 | -- |  |  |  | 0 | 0 | 0 | 0 | -- |  |  |  |  | -- | [6 empty] | -- |  |  |  | 0 | 0 | 0 | -- | 0 | 0 | 1567113 | 428706 |  |  |  | EIA | EIA | EIA | n/a | EIA | EIA |  | 0 | 0 | 0 | 0 | 169748 | 0 | 0 | 0 | 0 | 0 | 0 | 0 | 169748 | 0 | 0 | 169748 | 0 | 0 | 0 | 0 | 100 | 0 | 0 | 0 | 0 | 0 | 0 | 0 | 100 | 0 | 0 | 100
3350 | IL | Providence Heights Wind LLC | 56622 | Commonwealth Edison Co | 4110 | Avangrid Renewables LLC | 15399 | PJM Interconnection, LLC | PJM | RFC | RFCW | RFC West | PJM | 17 | 011 | Bureau | 41.2294 | -89.5572 | 0 |  | WND | WIND |  | 0.26902 | 72 | [9 empty] | 1566476 | 436987 | 169679 | 47334 |  |  |  | 0 | 0 | 0 | 0 | -- |  |  |  | 0 | 0 | 0 | 0 | -- |  |  |  |  | -- | [6 empty] | -- |  |  |  | 0 | 0 | 0 | -- | 0 | 0 | 1566476 | 436987 |  |  |  | EIA | EIA | EIA | n/a | EIA | EIA |  | 0 | 0 | 0 | 0 | 0 | 0 | 169679 | 0 | 0 | 0 | 0 | 0 | 169679 | 169679 | 0 | 169679 | 0 | 0 | 0 | 0 | 0 | 0 | 100 | 0 | 0 | 0 | 0 | 0 | 100 | 100 | 0 | 100
293 | AR | Whillock | 7135 | Entergy Arkansas Inc | 814 | Arkansas Electric Coop Corp | 807 | Midcontinent Independent Transmission System Operator, Inc.. | MISO | SERC | SRMV | SERC Mississippi Valley | MISO | 05 | 029 | Conway | 35.1276 | -92.7903 | 0 |  | WAT | HYDRO |  | 0.59781 | 32.4 | [9 empty] | 1566413.001 | 597956.001 | 169671.999 | 64770 |  |  |  | 0 | 0 | 0 | 0 | -- |  |  |  | 0 | 0 | 0 | 0 | -- |  |  |  |  | -- | [6 empty] | -- |  |  |  | 0 | 0 | 0 | -- | 0 | 0 | 1566413.001 | 597956.001 |  |  |  | EIA | EIA | EIA | n/a | EIA | EIA |  | 0 | 0 | 0 | 0 | 169672 | 0 | 0 | 0 | 0 | 0 | 0 | 0 | 169672 | 0 | 0 | 169672 | 0 | 0 | 0 | 0 | 100 | 0 | 0 | 0 | 0 | 0 | 0 | 0 | 100 | 0 | 0 | 100
2540 | GA | Flint River Operations | 50465 | Georgia Transmission Corp | 7197 | Weyerhaeuser Co | 20542 | Southern Company Services, Inc. - Trans | SOCO | SERC | SRSO | SERC South |  | 13 | 193 | Macon | 32.2544 | -84.0667 | 4 | 4 | BLQ | BIOMASS |  | 0.22682 | 85.1 | 0.9553 | Yes | Yes | 9672385.6 | 0.06 | 0.07369 |  | 1044225.6276 | 428959.6541 | 1044225.628 | 428959.654 | 169087 | 74319 | 58.64 | 22.869 | 227.708 | 2062.871 | 22924.715 | 5857.072 | 3211.427 | -- | 0.694 | 0.615 | 2.693 | 24.4 | 0.136 | 0.035 | 37.985 | -- | 0.112 | 0.107 | 0.436 | 3.951 | -- | 0.694 | 0.615 | 2.693 | 24.4 | 0.136 | 0.035 | -- | 795.767 | 310.345 | 3090.089 | 1522942.464 | 311097.059 | 79482.684 | -- | 14170537.11 | 5821144.91 | 14170537.11 | 5821144.91 | EIA | EIA | EPA/CAMD; EIA | EIA | EIA | EIA | n/a | EIA | EIA | 6175.6708 | 0 | 637.367 | 4505.479 | 0 | 0 | 163944.151 | 0 | 0 | 0 | 0 | 0 | 5142.846 | 163944.151 | 163944.151 | 169086.997 | 0 | 0 | 0.37695 | 2.6646 | 0 | 0 | 96.9585 | 0 | 0 | 0 | 0 | 0 | 3.0415 | 96.9585 | 96.9585 | 100 | 0
1502 | CA | Rio Bravo Rocklin | 10772 | Pacific Gas & Electric Co | 14328 | Rio Bravo Rocklin | 16077 | California Independent System Operator | CISO | WECC | CAMX | WECC California | CAISO | 06 | 061 | Placer | 38.8319 | -121.3137 | 1 | 1 | WDS | BIOMASS |  | 0.69169 | 27.9 | 0.18052 | Yes | [5 empty] | 2580327.2 | 1066954.6 | 2580327.2 | 1066954.6 | 169051 | 69261 | 116.115 | 48.013 | 31.995 | 1388.954 | 180412.681 | 23677.527 | 6953.304 | -- | 1.374 | 1.386 | 0.379 | 16.432 | 1.067 | 0.14 | 82.263 | -- | 0.09 | 0.09 | 0.025 | 1.077 | -- | 1.374 | 1.386 | 0.379 | 16.432 | 1.067 | 0.14 | -- | 116.115 | 48.013 | 31.995 | 265729.211 | 180412.681 | 23677.527 | -- | 2580327.2 | 1066954.6 | 2580327.2 | 1066954.6 | EIA | EIA | EIA | EIA | EIA | EIA | n/a | EIA | EIA | 15263.6019 | 0 | 0 | 1548.732 | 0 | 0 | 167502.27 | 0 | 0 | 0 | 0 | 0 | 1548.732 | 167502.27 | 167502.27 | 169051.002 | 0 | 0 | 0 | 0.91613 | 0 | 0 | 99.0839 | 0 | 0 | 0 | 0 | 0 | 0.91613 | 99.0839 | 99.0839 | 100 | 0
8803 | TX | Toledo Bend | 6595 | Entergy Texas Inc. | 55937 | Entergy Texas Inc. | 55937 | Midcontinent Independent Transmission System Operator, Inc.. | MISO | SERC | SRMV | SERC Mississippi Valley | MISO | 48 | 351 | Newton | 31.1735 | -93.5659 | 0 |  | WAT | HYDRO |  | 0.23813 | 81 | [9 empty] | 1559931 | 744607 | 168970 | 80655 |  |  |  | 0 | 0 | 0 | 0 | -- |  |  |  | 0 | 0 | 0 | 0 | -- |  |  |  |  | -- | [6 empty] | -- |  |  |  | 0 | 0 | 0 | -- | 0 | 0 | 1559931 | 744607 |  |  |  | EIA | EIA | EIA | n/a | EIA | EIA |  | 0 | 0 | 0 | 0 | 168970 | 0 | 0 | 0 | 0 | 0 | 0 | 0 | 168970 | 0 | 0 | 168970 | 0 | 0 | 0 | 0 | 100 | 0 | 0 | 0 | 0 | 0 | 0 | 0 | 100 | 0 | 0 | 100
7126 | NY | Noble Ellenburg Windpark LLC | 56619 | New York Power Authority | 15296 | Noble Wind Operations LLC | 55868 | New York Independent System Operator | NYIS | NPCC | NYUP | NPCC Upstate NY | NYISO | 36 | 019 | Clinton | 44.8914 | -74.0061 | 0 |  | WND | WIND |  | 0.23793 | 81 | [9 empty] | 1558573 | 485566 | 168823 | 52596 |  |  |  | 0 | 0 | 0 | 0 | -- |  |  |  | 0 | 0 | 0 | 0 | -- |  |  |  |  | -- | [6 empty] | -- |  |  |  | 0 | 0 | 0 | -- | 0 | 0 | 1558573 | 485566 |  |  |  | EIA | EIA | EIA | n/a | EIA | EIA |  | 0 | 0 | 0 | 0 | 0 | 0 | 168823 | 0 | 0 | 0 | 0 | 0 | 168823 | 168823 | 0 | 168823 | 0 | 0 | 0 | 0 | 0 | 0 | 100 | 0 | 0 | 0 | 0 | 0 | 100 | 100 | 0 | 100
8538 | TX | Horse Creek Wind Farm | 60339 | Electric Transmission Texas LLC | 50174 | Horse Creek Wind, LLC | 60129 | Electric Reliability Council of Texas, Inc. | ERCO | TRE | ERCT | ERCOT All | ERCOT | 48 | 207 | Haskell | 33.35 | -99.54 | 0 |  | WND | WIND |  | 0.08374 | 230 | [9 empty] | 1557558 | 0 | 168713 | 0 |  |  |  | 0 | 0 | 0 | 0 | -- |  |  |  | 0 | 0 | 0 | 0 | -- |  |  |  |  | -- | [6 empty] | -- |  |  |  | 0 | 0 | 0 | -- | 0 | 0 | 1557558 | 0 |  |  |  | EIA | EIA | EIA | n/a | EIA | EIA |  | 0 | 0 | 0 | 0 | 0 | 0 | 168713 | 0 | 0 | 0 | 0 | 0 | 168713 | 168713 | 0 | 168713 | 0 | 0 | 0 | 0 | 0 | 0 | 100 | 0 | 0 | 0 | 0 | 0 | 100 | 100 | 0 | 100
6236 | NE | Grande Prairie Wind Farm | 58695 | WAPA-- Western Area Power Administration | 27000 | BHE Renewables, LLC | 59359 | Southwest Power Pool | SWPP | MRO | MROW | MRO West |  | 31 | 089 | Holt | 42.6081 | -98.4283 | 0 |  | WND | WIND |  | 0.04808 | 400 | [9 empty] | 1555278 | 0 | 168466 | 0 |  |  |  | 0 | 0 | 0 | 0 | -- |  |  |  | 0 | 0 | 0 | 0 | -- |  |  |  |  | -- | [6 empty] | -- |  |  |  | 0 | 0 | 0 | -- | 0 | 0 | 1555278 | 0 |  |  |  | EIA | EIA | EIA | n/a | EIA | EIA |  | 0 | 0 | 0 | 0 | 0 | 0 | 168466 | 0 | 0 | 0 | 0 | 0 | 168466 | 168466 | 0 | 168466 | 0 | 0 | 0 | 0 | 0 | 0 | 100 | 0 | 0 | 0 | 0 | 0 | 100 | 100 | 0 | 100
7033 | NY | Hudson Falls Hydroelectric Project | 54953 | Niagara Mohawk Power Corp. | 13573 | Boralex Hydro Operations Inc | 55754 | New York Independent System Operator | NYIS | NPCC | NYUP | NPCC Upstate NY | NYISO | 36 | 091 | Saratoga | 43.2958 | -73.5956 | 0 |  | WAT | HYDRO |  | 0.43612 | 44 | [9 empty] | 1551880 | 641446 | 168098 | 69481 |  |  |  | 0 | 0 | 0 | 0 | -- |  |  |  | 0 | 0 | 0 | 0 | -- |  |  |  |  | -- | [6 empty] | -- |  |  |  | 0 | 0 | 0 | -- | 0 | 0 | 1551880 | 641446 |  |  |  | EIA | EIA | EIA | n/a | EIA | EIA |  | 0 | 0 | 0 | 0 | 168098 | 0 | 0 | 0 | 0 | 0 | 0 | 0 | 168098 | 0 | 0 | 168098 | 0 | 0 | 0 | 0 | 100 | 0 | 0 | 0 | 0 | 0 | 0 | 0 | 100 | 0 | 0 | 100
6153 | ND | FPL Energy Burleigh County Wind | 56357 | Central Power Elec Coop, Inc | 3279 | FPL Energy Burleigh County Wind LLC | 54717 | Midcontinent Independent Transmission System Operator, Inc.. | MISO | MRO | MROW | MRO West | MISO | 38 | 015 | Burleigh | 47.1167 | -100.7333 | 0 |  | WND | WIND |  | 0.3868 | 49.5 | [9 empty] | 1548447 | 601520 | 167726 | 65156 |  |  |  | 0 | 0 | 0 | 0 | -- |  |  |  | 0 | 0 | 0 | 0 | -- |  |  |  |  | -- | [6 empty] | -- |  |  |  | 0 | 0 | 0 | -- | 0 | 0 | 1548447 | 601520 |  |  |  | EIA | EIA | EIA | n/a | EIA | EIA |  | 0 | 0 | 0 | 0 | 0 | 0 | 167726 | 0 | 0 | 0 | 0 | 0 | 167726 | 167726 | 0 | 167726 | 0 | 0 | 0 | 0 | 0 | 0 | 100 | 0 | 0 | 0 | 0 | 0 | 100 | 100 | 0 | 100
6154 | ND | FPL Energy North Dakota Wind I/II | 56099 | Otter Tail Power Co | 14232 | FPL Energy North Dakota Wind LLC | 34723 | Midcontinent Independent Transmission System Operator, Inc.. | MISO | MRO | MROW | MRO West | MISO | 38 | 045 | LaMoure | 46.3272 | -98.8984 | 0 |  | WND | WIND |  | 0.31132 | 61.5 | [9 empty] | 1548383 | 565221 | 167719 | 61224 |  |  |  | 0 | 0 | 0 | 0 | -- |  |  |  | 0 | 0 | 0 | 0 | -- |  |  |  |  | -- | [6 empty] | -- |  |  |  | 0 | 0 | 0 | -- | 0 | 0 | 1548383 | 565221 |  |  |  | EIA | EIA | EIA | n/a | EIA | EIA |  | 0 | 0 | 0 | 0 | 0 | 0 | 167719 | 0 | 0 | 0 | 0 | 0 | 167719 | 167719 | 0 | 167719 | 0 | 0 | 0 | 0 | 0 | 0 | 100 | 0 | 0 | 0 | 0 | 0 | 100 | 100 | 0 | 100
329 | AZ | Coolidge Generating Station | 56948 | Salt River Project | 16572 | Coolidge Power LLC | 56218 | Salt River Project | SRP | WECC | AZNM | WECC Southwest |  | 04 | 021 | Pinal | 32.9174 | -111.5033 | 0 |  | NG | GAS |  | 0.02637 | 726 | 1 | [6 empty] | 1658796.497 | 909601.102 | 1658796.497 | 909601.102 | 167696.004 | 91722 | 10.861 | 4.95 | 0.498 | 98575.652 | 3769.326 | 376.933 | 98673.654 | -- | 0.13 | 0.108 | 0.006 | 1175.647 | 0.022 | 0.002 | 1176.816 | -- | 0.013 | 0.011 | 0.001 | 118.852 | -- | 0.13 | 0.108 | 0.006 | 1175.65 | 0.022 | 0.002 | -- | 10.861 | 4.95 | 0.498 | 98575.652 | 3769.326 | 376.933 | -- | 1658796.497 | 909601.102 | 1658796.497 | 909601.102 | EPA/CAMD | EPA/CAMD | EPA/CAMD | EPA/CAMD | EIA | EIA | n/a | EPA/CAMD | EPA/CAMD | 9891.7092 | 0 | 0 | 167695.64 | 0 | 0 | 0 | 0 | 0 | 0 | 0 | 0 | 167695.64 | 0 | 0 | 167695.64 | 0 | 0 | 0 | 100 | 0 | 0 | 0 | 0 | 0 | 0 | 0 | 0 | 100 | 0 | 0 | 100 | 0
6155 | ND | FPL Energy Oliver Wind I LLC | 56392 | Minnkota Power Coop, Inc | 12658 | FPL Energy Oliver County Wind | 55696 | Midcontinent Independent Transmission System Operator, Inc.. | MISO | MRO | MROW | MRO West | MISO | 38 | 065 | Oliver | 47.1528 | -101.1977 | 0 |  | WND | WIND |  | 0.37817 | 50.6 | [9 empty] | 1547524 | 619597 | 167626 | 67114 |  |  |  | 0 | 0 | 0 | 0 | -- |  |  |  | 0 | 0 | 0 | 0 | -- |  |  |  |  | -- | [6 empty] | -- |  |  |  | 0 | 0 | 0 | -- | 0 | 0 | 1547524 | 619597 |  |  |  | EIA | EIA | EIA | n/a | EIA | EIA |  | 0 | 0 | 0 | 0 | 0 | 0 | 167626 | 0 | 0 | 0 | 0 | 0 | 167626 | 167626 | 0 | 167626 | 0 | 0 | 0 | 0 | 0 | 0 | 100 | 0 | 0 | 0 | 0 | 0 | 100 | 100 | 0 | 100
9011 | VA | Covanta Alexandria/Arlington Energy | 50663 | Virginia Electric & Power Co | 19876 | Covanta Alexandria/Arlington | 4496 | PJM Interconnection, LLC | PJM | SERC | SRVC | SERC Virginia/Carolina | PJM | 51 | 510 | Alexandria City | 38.8014 | -77.1288 | 6 | 6 | MSW | BIOMASS |  | 0.65839 | 29 | 0.23602 | Yes | [5 empty] | 3461985.846 | 1465658.261 | 3461985.846 | 1465658.261 | 167256.666 | 70572 | 484.679 | 205.192 | 2.974 | 169601.991 | 244236.406 | 32056.028 | 177135.158 | -- | 5.796 | 5.815 | 0.036 | 2028.045 | 1.46 | 0.192 | 2118.124 | -- | 0.28 | 0.28 | 0.002 | 97.98 | -- | 5.796 | 5.815 | 0.036 | 2028.045 | 1.46 | 0.192 | -- | 484.679 | 205.192 | 2.974 | 346127.985 | 244236.406 | 32056.028 | -- | 3461985.846 | 1465658.261 | 3461985.846 | 1465658.261 | EIA | EIA | EIA | EIA | EIA | EIA | n/a | EIA | EIA | 20698.6426 | 0 | 0 | 0 | 0 | 0 | 167256.661 | 0 | 0 | 0 | 0 | 0 | 0 | 167256.661 | 167256.661 | 167256.661 | 0 | 0 | 0 | 0 | 0 | 0 | 100 | 0 | 0 | 0 | 0 | 0 | 0 | 100 | 100 | 100 | 0
1318 | CA | NTC/MCRD Energy Facility | 10810 | San Diego Gas & Electric Co | 16609 | Applied Energy Inc | 745 | California Independent System Operator | CISO | WECC | CAMX | WECC California | CAISO | 06 | 073 | San Diego | 32.7353 | -117.2083 | 0 |  | NG | GAS |  | 0.74356 | 25.6 | 0.094065 |  | Yes | 394036.8 | 1.444 | 0.65821 |  | 1154107.2746 | 0 | 1154107.275 | 0 | 166748 | 78229.59 | 178.069 | 83.54 | 1.844 | 67451.256 | 2544.371 | 254.437 | 67517.41 | -- | 2.136 | 2.136 | 0.022 | 809.02 | 0.015 | 0.002 | 809.814 | -- | 0.309 |  | 0.003 | 116.889 | -- | 2.136 | 2.136 | 0.022 | 809.02 | 0.015 | 0.002 | -- | 270.536 | 126.921 | 2.802 | 102477.306 | 3865.611 | 386.561 | -- | 1753411.45 | 0 | 1753411.45 | 0 | EIA | EIA | EIA | EIA | EIA | EIA | n/a | EPA/CAMD; EIA | EPA/CAMD; EIA | 6921.2661 | 0 | 0 | 166748 | 0 | 0 | 0 | 0 | 0 | 0 | 0 | 0 | 166748 | 0 | 0 | 166748 | 0 | 0 | 0 | 100 | 0 | 0 | 0 | 0 | 0 | 0 | 0 | 0 | 100 | 0 | 0 | 100 | 0
9265 | WA | Electron | 3854 | Puget Sound Energy Inc | 15500 | Electron Hydro LLC | 59866 | Puget Sound Energy | PSEI | WECC | NWPP | WECC Northwest |  | 53 | 053 | Pierce | 46.991 | -122.1749 | 0 |  | WAT | HYDRO |  | 0.8346 | 22.8 | [9 empty] | 1538909.999 | 603831.001 | 166693 | 65405.999 |  |  |  | 0 | 0 | 0 | 0 | -- |  |  |  | 0 | 0 | 0 | 0 | -- |  |  |  |  | -- | [6 empty] | -- |  |  |  | 0 | 0 | 0 | -- | 0 | 0 | 1538909.999 | 603831.001 |  |  |  | EIA | EIA | EIA | n/a | EIA | EIA |  | 0 | 0 | 0 | 0 | 166693 | 0 | 0 | 0 | 0 | 0 | 0 | 0 | 166693 | 0 | 0 | 166693 | 0 | 0 | 0 | 0 | 100 | 0 | 0 | 0 | 0 | 0 | 0 | 0 | 100 | 0 | 0 | 100
5514 | NC | Conetoe II Solar, LLC | 59944 | Virginia Electric & Power Co | 19876 | Conetoe II Solar, LLC | 59707 | PJM Interconnection, LLC | PJM | SERC | SRVC | SERC Virginia/Carolina | PJM | 37 | 065 | Edgecombe | 35.822 | -77.481 | 0 |  | SUN | SOLAR |  | 0.23724 | 80 | [9 empty] | 1534903 | 813654 | 166259 | 88134 |  |  |  | 0 | 0 | 0 | 0 | -- |  |  |  | 0 | 0 | 0 | 0 | -- |  |  |  |  | -- | [6 empty] | -- |  |  |  | 0 | 0 | 0 | -- | 0 | 0 | 1534903 | 813654 |  |  |  | EIA | EIA | EIA | n/a | EIA | EIA |  | 0 | 0 | 0 | 0 | 0 | 0 | 0 | 166259 | 0 | 0 | 0 | 0 | 166259 | 166259 | 0 | 166259 | 0 | 0 | 0 | 0 | 0 | 0 | 0 | 100 | 0 | 0 | 0 | 0 | 100 | 100 | 0 | 100
9181 | VT | Kingdom Community Wind | 57979 | Green Mountain Power Corp | 7601 | Green Mountain Power Corp | 7601 | ISO New England Inc. | ISNE | NPCC | NEWE | NPCC New England | ISONE | 50 | 019 | Orleans | 44.7483 | -72.4253 | 0 |  | WND | WIND |  | 0.29191 | 65 | [9 empty] | 1534479 | 618351 | 166213 | 66979 |  |  |  | 0 | 0 | 0 | 0 | -- |  |  |  | 0 | 0 | 0 | 0 | -- |  |  |  |  | -- | [6 empty] | -- |  |  |  | 0 | 0 | 0 | -- | 0 | 0 | 1534479 | 618351 |  |  |  | EIA | EIA | EIA | n/a | EIA | EIA |  | 0 | 0 | 0 | 0 | 0 | 0 | 166213 | 0 | 0 | 0 | 0 | 0 | 166213 | 166213 | 0 | 166213 | 0 | 0 | 0 | 0 | 0 | 0 | 100 | 0 | 0 | 0 | 0 | 0 | 100 | 100 | 0 | 100
3544 | IN | Purdue University-Wade Utility | 50240 | Duke Energy Indiana Inc | 15470 | Purdue University | 15526 | Midcontinent Independent Transmission System Operator, Inc.. | MISO | RFC | RFCW | RFC West | MISO | 18 | 157 | Tippecanoe | 40.4172 | -86.9122 | 10 |  | NG | GAS | Yes | 0.43866 | 43.2 | 0.60223 |  | Yes | 2986941.6 | 0.19 | 0.20186 |  | 1020879.6431 | 432291.2753 | 1020879.643 | 432291.275 | 166004.768 | 79680.76 | 58.804 | 22.558 | 479.89 | 70546.446 | 6577.812 | 884.294 | 70752.579 | -- | 0.708 | 0.566 | 5.782 | 849.933 | 0.04 | 0.005 | 852.416 | -- | 0.115 | 0.104 | 0.94 | 138.207 | -- | 0.708 | 0.566 | 5.782 | 849.933 | 0.04 | 0.005 | -- | 291.313 | 111.753 | 2377.353 | 349483.55 | 32586.148 | 4380.747 | -- | 5057386.442 | 2141549.251 | 5057386.442 | 2141549.251 | EPA/CAMD | EPA/CAMD | EIA | EIA | EIA | EIA | n/a | EPA/CAMD | EPA/CAMD | 6149.7009 | 37248.284 | 38.22 | 128718.26 | 0 | 0 | 0 | 0 | 0 | 0 | 0 | 0 | 166004.764 | 0 | 0 | 166004.764 | 0 | 22.4381 | 0.023023 | 77.5389 | 0 | 0 | 0 | 0 | 0 | 0 | 0 | 0 | 100 | 0 | 0 | 100 | 0
1266 | CA | Mountain View IV | 57459 | Southern California Edison Co | 17609 | AES Wind Generation Inc | 19740 | California Independent System Operator | CISO | WECC | CAMX | WECC California | CAISO | 06 | 065 | Riverside | 33.8816 | -116.5527 | 0 |  | WND | WIND |  | 0.38664 | 49 | [9 empty] | 1532154 | 877964 | 165961 | 95100 |  |  |  | 0 | 0 | 0 | 0 | -- |  |  |  | 0 | 0 | 0 | 0 | -- |  |  |  |  | -- | [6 empty] | -- |  |  |  | 0 | 0 | 0 | -- | 0 | 0 | 1532154 | 877964 |  |  |  | EIA | EIA | EIA | n/a | EIA | EIA |  | 0 | 0 | 0 | 0 | 0 | 0 | 165961 | 0 | 0 | 0 | 0 | 0 | 165961 | 165961 | 0 | 165961 | 0 | 0 | 0 | 0 | 0 | 0 | 100 | 0 | 0 | 0 | 0 | 0 | 100 | 100 | 0 | 100
1606 | CA | Second Imperial Geothermal | 54111 | Imperial Irrigation District | 9216 | ORCAL Geothermal, Inc | 49748 | Imperial Irrigation District | IID | WECC | AZNM | WECC Southwest |  | 06 | 025 | Imperial | 32.7144 | -115.5356 | 0 |  | GEO | GEOTHERMAL |  | 0.23617 | 80 | [9 empty] | 1527961.994 | 719109 | 165507 | 77893 | 0 | 0 | 0 | 0 | 0 | 0 | 0 | -- | 0 | 0 | 0 | 0 | 0 | 0 | 0 | -- |  |  |  |  | -- | [6 empty] | -- | 0 | 0 | 0 | 0 | 0 | 0 | -- | 0 | 0 | 1527961.994 | 719109 | EIA | EIA | EIA | EIA | EIA | EIA | n/a | EIA | EIA |  | 0 | 0 | 0 | 0 | 0 | 0 | 0 | 0 | 165507 | 0 | 0 | 0 | 165507 | 165507 | 0 | 165507 | 0 | 0 | 0 | 0 | 0 | 0 | 0 | 0 | 100 | 0 | 0 | 0 | 100 | 100 | 0 | 100
478 | CA | Alpine Solar | 57295 | Southern California Edison Co | 17609 | NRG Solar Alpine | 59397 | California Independent System Operator | CISO | WECC | CAMX | WECC California | CAISO | 06 | 037 | Los Angeles | 34.7892 | -118.5047 | 0 |  | SUN | SOLAR |  | 0.1428 | 132 | [9 empty] | 1524360 | 739382 | 165117 | 80089 |  |  |  | 0 | 0 | 0 | 0 | -- |  |  |  | 0 | 0 | 0 | 0 | -- |  |  |  |  | -- | [6 empty] | -- |  |  |  | 0 | 0 | 0 | -- | 0 | 0 | 1524360 | 739382 |  |  |  | EIA | EIA | EIA | n/a | EIA | EIA |  | 0 | 0 | 0 | 0 | 0 | 0 | 0 | 165117 | 0 | 0 | 0 | 0 | 165117 | 165117 | 0 | 165117 | 0 | 0 | 0 | 0 | 0 | 0 | 0 | 100 | 0 | 0 | 0 | 0 | 100 | 100 | 0 | 100
236 | AR | Beaver Dam | 182 | Southwestern Power Administration | 17716 | USCE-Little Rock District | 19647 | Southwestern Power Administration | SPA | SPP | SPSO | SPP South | SPP | 05 | 015 | Carroll | 36.4215 | -93.8474 | 0 |  | WAT | HYDRO |  | 0.1681 | 112 | [9 empty] | 1522616 | 514342 | 164928 | 55713 |  |  |  | 0 | 0 | 0 | 0 | -- |  |  |  | 0 | 0 | 0 | 0 | -- |  |  |  |  | -- | [6 empty] | -- |  |  |  | 0 | 0 | 0 | -- | 0 | 0 | 1522616 | 514342 |  |  |  | EIA | EIA | EIA | n/a | EIA | EIA |  | 0 | 0 | 0 | 0 | 164928 | 0 | 0 | 0 | 0 | 0 | 0 | 0 | 164928 | 0 | 0 | 164928 | 0 | 0 | 0 | 0 | 100 | 0 | 0 | 0 | 0 | 0 | 0 | 0 | 100 | 0 | 0 | 100
3362 | IL | Rockford Energy Center | 55238 | Commonwealth Edison Co | 4110 | Rockford Generation LLC | 60504 | PJM Interconnection, LLC | PJM | RFC | RFCW | RFC West | PJM | 17 | 201 | Winnebago | 42.2386 | -89.1012 | 0 |  | NG | GAS |  | 0.05958 | 316 | 1 | [6 empty] | 1772317.754 | 1057662.33 | 1772317.754 | 1057662.33 | 164918 | 98725 | 44.278 | 26.741 | 0.531 | 105326.363 | 3970.246 | 397.025 | 105429.589 | -- | 0.537 | 0.542 | 0.006 | 1277.318 | 0.024 | 0.002 | 1278.57 | -- | 0.05 | 0.051 | 0.001 | 118.857 | -- | 0.537 | 0.542 | 0.006 | 1277.318 | 0.024 | 0.002 | -- | 44.278 | 26.741 | 0.531 | 105326.363 | 3970.246 | 397.025 | -- | 1772317.754 | 1057662.33 | 1772317.754 | 1057662.33 | EPA/CAMD | EPA/CAMD | EPA/CAMD | EPA/CAMD | EIA | EIA | n/a | EPA/CAMD | EPA/CAMD | 10746.6605 | 0 | 0 | 164918 | 0 | 0 | 0 | 0 | 0 | 0 | 0 | 0 | 164918 | 0 | 0 | 164918 | 0 | 0 | 0 | 100 | 0 | 0 | 0 | 0 | 0 | 0 | 0 | 0 | 100 | 0 | 0 | 100 | 0
8886 | UT | Enel Cove Fort | 58570 | PacifiCorp | 14354 | Enel Cove Fort LLC | 56381 | PacifiCorp - East | PACE | WECC | NWPP | WECC Northwest |  | 49 | 001 | Beaver | 38.5603 | -112.5811 | 0 |  | GEO | GEOTHERMAL |  | 0.75271 | 25 | [9 empty] | 1521840 | 581616 | 164844 | 63000 | 0 | 0 | 0 | 0 | 0 | 0 | 0 | -- | 0 | 0 | 0 | 0 | 0 | 0 | 0 | -- |  |  |  |  | -- | [6 empty] | -- | 0 | 0 | 0 | 0 | 0 | 0 | -- | 0 | 0 | 1521840 | 581616 | EIA | EIA | EIA | EIA | EIA | EIA | n/a | EIA | EIA |  | 0 | 0 | 0 | 0 | 0 | 0 | 0 | 0 | 164844 | 0 | 0 | 0 | 164844 | 164844 | 0 | 164844 | 0 | 0 | 0 | 0 | 0 | 0 | 0 | 0 | 100 | 0 | 0 | 0 | 100 | 100 | 0 | 100
8030 | PA | US Steel (Clairton Coke) | 50729 | Duquesne Light Co | 5487 | United States Steel- Clairton | 19517 | PJM Interconnection, LLC | PJM | RFC | RFCW | RFC West | PJM | 42 | 003 | Allegheny | 40.3097 | -79.8819 | 8 |  | OG | OFSL |  | 0.60685 | 31 | 0.32191 |  | Yes | 5015741.6 | 0.112 | 0.13007 |  | 607197.9364 | 327941.2207 | 607197.936 | 327941.221 | 164797 | 68147 | 78.982 | 26.325 | 0.23 | 35487.683 | 2004.815 | 200.15 | 35539.757 | -- | 0.959 | 0.773 | 0.003 | 430.684 | 0.012 | 0.001 | 431.316 | -- | 0.26 | 0.161 | 0.001 | 116.89 | -- | 0.959 | 0.773 | 0.003 | 430.684 | 0.012 | 0.001 | -- | 607.234 | 202.396 | 1.766 | 272837.269 | 15413.471 | 1538.796 | -- | 4668273.918 | 2521285.656 | 4668273.918 | 2521285.656 | EPA/CAMD; EIA | EPA/CAMD | EIA | EIA | EIA | EIA | n/a | EPA/CAMD; EIA | EPA/CAMD | 3684.5205 | 0 | 0 | 44023.715 | 0 | 0 | 0 | 0 | 0 | 0 | 120773.29 | 0 | 164797.005 | 0 | 0 | 164797.005 | 0 | 0 | 0 | 26.7139 | 0 | 0 | 0 | 0 | 0 | 0 | 73.2861 | 0 | 100 | 0 | 0 | 100 | 0
225 | AL | Weiss Dam | 20 | Alabama Power Co | 195 | Alabama Power Co | 195 | Southern Company Services, Inc. - Trans | SOCO | SERC | SRSO | SERC South |  | 01 | 019 | Cherokee | 34.1721 | -85.7538 | 0 |  | WAT | HYDRO |  | 0.21384 | 87.6 | [9 empty] | 1514898 | 295914 | 164091.999 | 32052.999 |  |  |  | 0 | 0 | 0 | 0 | -- |  |  |  | 0 | 0 | 0 | 0 | -- |  |  |  |  | -- | [6 empty] | -- |  |  |  | 0 | 0 | 0 | -- | 0 | 0 | 1514898 | 295914 |  |  |  | EIA | EIA | EIA | n/a | EIA | EIA |  | 0 | 0 | 0 | 0 | 164092 | 0 | 0 | 0 | 0 | 0 | 0 | 0 | 164092 | 0 | 0 | 164092 | 0 | 0 | 0 | 0 | 100 | 0 | 0 | 0 | 0 | 0 | 0 | 0 | 100 | 0 | 0 | 100
8863 | TX | Woodward Mountain I | 55796 | AEP Texas North Company | 20404 | Pecos Wind I LP | 14628 | Electric Reliability Council of Texas, Inc. | ERCO | TRE | ERCT | ERCOT All | ERCOT | 48 | 371 | Pecos | 30.9514 | -102.4141 | 0 |  | WND | WIND |  | 0.22807 | 82 | [9 empty] | 1512434 | 702196 | 163825 | 76061 |  |  |  | 0 | 0 | 0 | 0 | -- |  |  |  | 0 | 0 | 0 | 0 | -- |  |  |  |  | -- | [6 empty] | -- |  |  |  | 0 | 0 | 0 | -- | 0 | 0 | 1512434 | 702196 |  |  |  | EIA | EIA | EIA | n/a | EIA | EIA |  | 0 | 0 | 0 | 0 | 0 | 0 | 163825 | 0 | 0 | 0 | 0 | 0 | 163825 | 163825 | 0 | 163825 | 0 | 0 | 0 | 0 | 0 | 0 | 100 | 0 | 0 | 0 | 0 | 0 | 100 | 100 | 0 | 100
8086 | SC | Allendale Biomass | 58706 | Santee Electric Coop, Inc | 16606 | EDF Renewable Asset Holdings, Inc. | 57170 | South Carolina Public Service Authority | SC | RFC | SRVC | SERC Virginia/Carolina |  | 45 | 005 | Allendale | 32.995 | -81.2819 | 1 | 1 | WDS | BIOMASS |  | 0.93781 | 19.8 | 0 | Yes | [5 empty] | 2534922.94 | 1114813.282 | 2534922.94 | 1114813.282 | 162662 | 71486 | 215.468 | 89.185 | 31.687 | 0 | 178833.771 | 23471.932 | 5515.795 | -- | 2.649 | 2.495 | 0.39 | 0 | 1.099 | 0.144 | 67.819 | -- | 0.17 | 0.16 | 0.025 | 0 | -- | 2.649 | 2.495 | 0.39 | 0 | 1.099 | 0.144 | -- | 215.468 | 89.185 | 31.687 | 262102.848 | 178833.771 | 23471.932 | -- | 2534922.94 | 1114813.282 | 2534922.94 | 1114813.282 | EIA | EIA | EIA | EIA | EIA | EIA | n/a | EIA | EIA | 15583.9897 | 0 | 0 | 0 | 0 | 0 | 162662 | 0 | 0 | 0 | 0 | 0 | 0 | 162662 | 162662 | 162662 | 0 | 0 | 0 | 0 | 0 | 0 | 100 | 0 | 0 | 0 | 0 | 0 | 0 | 100 | 100 | 100 | 0
9649 | WY | Cheyenne Prairie Generating Station | 57703 | Cheyenne Light Fuel & Power Co | 3461 | Black Hills Service Company LLC | 56771 | Western Area Power Administration - Rocky Mountain Region | WACM | WECC | RMPA | WECC Rockies |  | 56 | 021 | Laramie | 41.1236 | -104.72 | 1 |  | NG | GAS |  | 0.08425 | 220 | 1 | [6 empty] | 1297929.434 | 783204.301 | 1297929.434 | 783204.301 | 162365 | 98669 | 5.658 | 3.41 | 0.389 | 77126.281 | 2867.74 | 286.774 | 77200.842 | -- | 0.07 | 0.069 | 0.005 | 950.036 | 0.018 | 0.002 | 950.954 | -- | 0.009 | 0.009 | 0.001 | 118.845 | -- | 0.07 | 0.069 | 0.005 | 950.036 | 0.018 | 0.002 | -- | 5.658 | 3.41 | 0.389 | 77126.281 | 2867.74 | 286.774 | -- | 1297929.434 | 783204.301 | 1297929.434 | 783204.301 | EPA/CAMD | EPA/CAMD | EPA/CAMD | EPA/CAMD | EIA | EIA | n/a | EPA/CAMD | EPA/CAMD | 7993.8991 | 0 | 0 | 162365 | 0 | 0 | 0 | 0 | 0 | 0 | 0 | 0 | 162365 | 0 | 0 | 162365 | 0 | 0 | 0 | 100 | 0 | 0 | 0 | 0 | 0 | 0 | 0 | 0 | 100 | 0 | 0 | 100 | 0
840 | CA | E F Oxnard Energy Facility | 10776 | Southern California Edison Co | 17609 | EF Oxnard, LLC | 5533 | California Independent System Operator | CISO | WECC | CAMX | WECC California | CAISO | 06 | 111 | Ventura | 34.1958 | -119.1664 | 0 |  | NG | GAS |  | 0.38206 | 48.5 | 0.69657 |  | Yes | 159112.8 | 3.482 | 0.82277 |  | 1226651.9134 | 575481.3225 | 1226651.913 | 575481.322 | 162322 | 76153 | 188.897 | 88.621 | 1.96 | 71691.093 | 2704.307 | 270.431 | 71761.405 | -- | 2.327 | 2.327 | 0.024 | 883.319 | 0.017 | 0.002 | 884.186 | -- | 0.308 | 0.308 | 0.003 | 116.889 | -- | 2.327 | 2.327 | 0.024 | 883.319 | 0.017 | 0.002 | -- | 229.586 | 107.71 | 2.382 | 87133.604 | 3286.824 | 328.682 | -- | 1490877 | 699442 | 1490877 | 699442 | EIA | EIA | EIA | EIA | EIA | EIA | n/a | EIA | EIA | 7556.9049 | 0 | 0 | 162322 | 0 | 0 | 0 | 0 | 0 | 0 | 0 | 0 | 162322 | 0 | 0 | 162322 | 0 | 0 | 0 | 100 | 0 | 0 | 0 | 0 | 0 | 0 | 0 | 0 | 100 | 0 | 0 | 100 | 0
6404 | NJ | Camden Resource Recovery Facility | 10435 | Public Service Elec & Gas Co | 15477 | Covanta Camden Energy Recovery Center | 49966 | PJM Interconnection, LLC | PJM | RFC | RFCE | RFC East | PJM | 34 | 007 | Camden | 39.9092 | -75.1169 | 6 | 6 | MSW | BIOMASS |  | 0.5292 | 35 | 0.45133 | Yes | Yes | 0 |  | 1 |  | 3508960.426 | 1488232.818 | 3508960.426 | 1488232.818 | 162253 | 68977 | 350.896 | 148.823 | 63.46 | 171900.88 | 247552.303 | 32491.24 | 179536.321 | -- | 4.325 | 4.315 | 0.782 | 2118.924 | 1.526 | 0.2 | 2213.042 | -- | 0.2 | 0.2 | 0.036 | 97.978 | -- | 4.325 | 4.315 | 0.782 | 2118.924 | 1.526 | 0.2 | -- | 350.896 | 148.823 | 63.46 | 350824.485 | 247552.303 | 32491.24 | -- | 3508960.426 | 1488232.818 | 3508960.426 | 1488232.818 | EIA | EIA | EIA | EIA | EIA | EIA | n/a | EIA | EIA | 21626.4749 | 0 | 0 | 0 | 0 | 0 | 162253 | 0 | 0 | 0 | 0 | 0 | 0 | 162253 | 162253 | 162253 | 0 | 0 | 0 | 0 | 0 | 0 | 100 | 0 | 0 | 0 | 0 | 0 | 0 | 100 | 100 | 100 | 0
6292 | NE | TPW Petersburg | 57755 | Nebraska Public Power District | 13337 | TPW Petersburg LLC | 57050 | Southwest Power Pool | SWPP | MRO | MROW | MRO West |  | 31 | 011 | Boone | 41.8646 | -97.9612 | 0 |  | WND | WIND |  | 0.45699 | 40.5 | [9 empty] | 1496802 | 498058 | 162132 | 53949 |  |  |  | 0 | 0 | 0 | 0 | -- |  |  |  | 0 | 0 | 0 | 0 | -- |  |  |  |  | -- | [6 empty] | -- |  |  |  | 0 | 0 | 0 | -- | 0 | 0 | 1496802 | 498058 |  |  |  | EIA | EIA | EIA | n/a | EIA | EIA |  | 0 | 0 | 0 | 0 | 0 | 0 | 162132 | 0 | 0 | 0 | 0 | 0 | 162132 | 162132 | 0 | 162132 | 0 | 0 | 0 | 0 | 0 | 0 | 100 | 0 | 0 | 0 | 0 | 0 | 100 | 100 | 0 | 100
4478 | MI | Ada Cogeneration LP | 10819 | Consumers Energy Co | 4254 | Ada Cogeneration Ltd Partnership | 82 | Midcontinent Independent Transmission System Operator, Inc.. | MISO | RFC | RFCM | RFC Michigan | MISO | 26 | 081 | Kent | 42.9627 | -85.4941 | 1 | 1 | NG | GAS |  | 0.55915 | 33.1 | 0.40142 |  | Yes | 396441.6 | 1.396 | 0.65048 |  | 1146861.4186 | 476485.1993 | 1146861.419 | 476485.199 | 162129 | 71252 | 165.561 | 69.725 | 1.832 | 67027.775 | 2528.4 | 252.84 | 67093.514 | -- | 2.042 | 1.957 | 0.023 | 826.845 | 0.016 | 0.002 | 827.656 | -- | 0.289 | 0.293 | 0.003 | 116.889 | -- | 2.042 | 1.957 | 0.023 | 826.845 | 0.016 | 0.002 | -- | 254.522 | 107.19 | 2.817 | 103044.009 | 3886.993 | 388.699 | -- | 1763107.874 | 732516.408 | 1763107.874 | 732516.408 | EPA/CAMD; EIA | EPA/CAMD; EIA | EIA | EIA | EIA | EIA | n/a | EIA | EIA | 7073.7587 | 0 | 0 | 162129 | 0 | 0 | 0 | 0 | 0 | 0 | 0 | 0 | 162129 | 0 | 0 | 162129 | 0 | 0 | 0 | 100 | 0 | 0 | 0 | 0 | 0 | 0 | 0 | 0 | 100 | 0 | 0 | 100 | 0
3642 | KS | Goodman Energy Center | 56497 | Midwest Energy Inc | 12524 | Midwest Energy Inc | 12524 | Southwest Power Pool | SWPP | SPP | SPNO | SPP North |  | 20 | 051 | Ellis | 38.9303 | -99.3617 | 0 |  | NG | GAS |  | 0.17823 | 103.5 | 1 | [6 empty] | 1444132.002 | 964910.997 | 1444132.002 | 964910.997 | 161591.001 | 107968.995 | 1876.692 | 1253.928 | 2.304 | 84401.613 | 3183.769 | 318.377 | 84484.391 | -- | 23.228 | 23.228 | 0.029 | 1044.633 | 0.02 | 0.002 | 1045.657 | -- | 2.599 | 2.599 | 0.003 | 116.889 | -- | 23.228 | 23.228 | 0.029 | 1044.633 | 0.02 | 0.002 | -- | 1876.692 | 1253.928 | 2.304 | 84401.613 | 3183.769 | 318.377 | -- | 1444132.002 | 964910.997 | 1444132.002 | 964910.997 | EIA | EIA | EIA | EIA | EIA | EIA | n/a | EIA | EIA | 8936.9581 | 0 | 0 | 161591 | 0 | 0 | 0 | 0 | 0 | 0 | 0 | 0 | 161591 | 0 | 0 | 161591 | 0 | 0 | 0 | 100 | 0 | 0 | 0 | 0 | 0 | 0 | 0 | 0 | 100 | 0 | 0 | 100 | 0
686 | CA | Chicago Park | 412 | Pacific Gas & Electric Co | 14328 | Nevada Irrigation District | 13402 | California Independent System Operator | CISO | WECC | CAMX | WECC California | CAISO | 06 | 057 | Nevada | 39.1779 | -120.8909 | 0 |  | WAT | HYDRO |  | 0.41864 | 44 | [9 empty] | 1489694 | 778274 | 161362 | 84302 |  |  |  | 0 | 0 | 0 | 0 | -- |  |  |  | 0 | 0 | 0 | 0 | -- |  |  |  |  | -- | [6 empty] | -- |  |  |  | 0 | 0 | 0 | -- | 0 | 0 | 1489694 | 778274 |  |  |  | EIA | EIA | EIA | n/a | EIA | EIA |  | 0 | 0 | 0 | 0 | 161362 | 0 | 0 | 0 | 0 | 0 | 0 | 0 | 161362 | 0 | 0 | 161362 | 0 | 0 | 0 | 0 | 100 | 0 | 0 | 0 | 0 | 0 | 0 | 0 | 100 | 0 | 0 | 100
9677 | WY | Mountain Wind Power LLC | 56752 | PacifiCorp | 14354 | NRG Energy Gas & Wind Holdings Inc | 59883 | PacifiCorp - East | PACE | WECC | NWPP | WECC Northwest |  | 56 | 041 | Uinta | 41.2881 | -110.4807 | 0 |  | WND | WIND |  | 0.30159 | 61 | [9 empty] | 1487782 | 446921 | 161155 | 48410 |  |  |  | 0 | 0 | 0 | 0 | -- |  |  |  | 0 | 0 | 0 | 0 | -- |  |  |  |  | -- | [6 empty] | -- |  |  |  | 0 | 0 | 0 | -- | 0 | 0 | 1487782 | 446921 |  |  |  | EIA | EIA | EIA | n/a | EIA | EIA |  | 0 | 0 | 0 | 0 | 0 | 0 | 161155 | 0 | 0 | 0 | 0 | 0 | 161155 | 161155 | 0 | 161155 | 0 | 0 | 0 | 0 | 0 | 0 | 100 | 0 | 0 | 0 | 0 | 0 | 100 | 100 | 0 | 100
4434 | ME | Penobscot Energy Recovery | 50051 | Emera Maine | 1179 | ESOCO Orrington LLC | 6036 | ISO New England Inc. | ISNE | NPCC | NEWE | NPCC New England | ISONE | 23 | 019 | Penobscot | 44.7383 | -68.8258 | 2 | 2 | MSW | BIOMASS |  | 0.72689 | 25.3 | 0.12185 | Yes | [5 empty] | 2551059.547 | 1100301.913 | 2551059.547 | 1100301.913 | 161099 | 73142 | 408.17 | 170.547 | 12.286 | 125704.322 | 177689.428 | 23337.982 | 131187.448 | -- | 5.067 | 4.663 | 0.153 | 1560.585 | 1.103 | 0.145 | 1628.656 | -- | 0.32 | 0.31 | 0.01 | 98.551 | -- | 5.067 | 4.663 | 0.153 | 1560.585 | 1.103 | 0.145 | -- | 408.17 | 170.547 | 12.286 | 254430.128 | 177689.428 | 23337.982 | -- | 2551059.547 | 1100301.913 | 2551059.547 | 1100301.913 | EIA | EIA | EIA | EIA | EIA | EIA | n/a | EIA | EIA | 15835.3531 | 0 | 2450.657 | 0 | 0 | 0 | 158648.343 | 0 | 0 | 0 | 0 | 0 | 2450.657 | 158648.343 | 158648.343 | 161099 | 0 | 0 | 1.5212 | 0 | 0 | 0 | 98.4788 | 0 | 0 | 0 | 0 | 0 | 1.5212 | 98.4788 | 98.4788 | 100 | 0
8604 | TX | Marshall Ford | 3600 | Lower Colorado River Authority | 11269 | Lower Colorado River Authority | 11269 | Electric Reliability Council of Texas, Inc. | ERCO | TRE | ERCT | ERCOT All | ERCOT | 48 | 453 | Travis | 30.3899 | -97.9073 | 0 |  | WAT | HYDRO |  | 0.17003 | 108 | [9 empty] | 1485069.999 | 990834 | 160860.999 | 107325.999 |  |  |  | 0 | 0 | 0 | 0 | -- |  |  |  | 0 | 0 | 0 | 0 | -- |  |  |  |  | -- | [6 empty] | -- |  |  |  | 0 | 0 | 0 | -- | 0 | 0 | 1485069.999 | 990834 |  |  |  | EIA | EIA | EIA | n/a | EIA | EIA |  | 0 | 0 | 0 | 0 | 160861 | 0 | 0 | 0 | 0 | 0 | 0 | 0 | 160861 | 0 | 0 | 160861 | 0 | 0 | 0 | 0 | 100 | 0 | 0 | 0 | 0 | 0 | 0 | 0 | 100 | 0 | 0 | 100
3835 | LA | Lake Charles Plant | 58310 | Entergy Gulf States - LA LLC | 55936 | Rain CII Carbon LLC | 58287 | Midcontinent Independent Transmission System Operator, Inc.. | MISO | SPP | SRMV | SERC Mississippi Valley | MISO | 22 | 019 | Calcasieu | 30.1489 | -93.3356 | 1 |  | WH | OTHF |  | 0.50401 | 36.4 | 0.49331 |  | Yes | 0 |  | 1 |  |  |  | 1483693 | 672503 | 160712 | 72845 |  |  |  | 0 | 0 | 0 | 0 | -- |  |  |  | 0 | 0 | 0 | 0 | -- |  |  |  |  | -- |  |  |  | 0 | 0 | 0 | -- |  |  |  | 0 | 0 | 0 | -- | 0 | 0 | 1483693 | 672503 |  |  |  | EIA | EIA | EIA | n/a | EIA | EIA |  | 0 | 0 | 0 | 0 | 0 | 0 | 0 | 0 | 0 | 0 | 160712 | 160712 | 0 | 0 | 160712 | 0 | 0 | 0 | 0 | 0 | 0 | 0 | 0 | 0 | 0 | 0 | 100 | 100 | 0 | 0 | 100 | 0
9518 | WI | Paris | 7270 | American Transmission Co | 659 | Wisconsin Electric Power Co | 20847 | Midcontinent Independent Transmission System Operator, Inc.. | MISO | RFC | RFCW | RFC West | MISO | 55 | 059 | Kenosha | 42.6658 | -88.0131 | 0 |  | NG | GAS |  | 0.04802 | 381.6 | 1 | [6 empty] | 2265773.429 | 1378493.732 | 2265773.429 | 1378493.732 | 160537 | 98382 | 86.056 | 51.558 | 0.681 | 134705.676 | 4973.545 | 498.888 | 134835.226 | -- | 1.072 | 1.048 | 0.008 | 1678.189 | 0.031 | 0.003 | 1679.802 | -- | 0.076 | 0.075 | 0.001 | 118.905 | -- | 1.072 | 1.048 | 0.008 | 1678.189 | 0.031 | 0.003 | -- | 86.056 | 51.558 | 0.681 | 134705.676 | 4973.545 | 498.888 | -- | 2265773.429 | 1378493.732 | 2265773.429 | 1378493.732 | EPA/CAMD | EPA/CAMD | EPA/CAMD | EPA/CAMD | EIA | EIA | n/a | EPA/CAMD | EPA/CAMD | 14113.7148 | 0 | 151.75 | 160385.25 | 0 | 0 | 0 | 0 | 0 | 0 | 0 | 0 | 160537 | 0 | 0 | 160537 | 0 | 0 | 0.094526 | 99.9055 | 0 | 0 | 0 | 0 | 0 | 0 | 0 | 0 | 100 | 0 | 0 | 100 | 0
7560 | OK | Oklahoma Cogeneration LLC | 50558 | Oklahoma Gas & Electric Co | 14063 | Oklahoma Cogeneration LLC | 17355 | Southwest Power Pool | SWPP | SPP | SPSO | SPP South |  | 40 | 109 | Oklahoma | 35.4397 | -97.625 | 1 |  | NG | GAS |  | 0.14947 | 122.4 | 1 |  | Yes | 810.4 | 674.939 | 0.99889 |  | 1364129.697 | 731649.516 | 1364129.697 | 731649.516 | 160261 | 86070 | 143.608 | 44.702 | 0.392 | 79725.918 | 3033.55 | 303.355 | 79804.79 | -- | 1.792 | 1.039 | 0.005 | 994.951 | 0.019 | 0.002 | 995.935 | -- | 0.211 | 0.122 | 0.001 | 116.889 | -- | 1.792 | 1.039 | 0.005 | 994.951 | 0.019 | 0.002 | -- | 143.768 | 44.752 | 0.392 | 79814.51 | 3036.921 | 303.692 | -- | 1365645.533 | 732462.533 | 1365645.533 | 732462.533 | EPA/CAMD; EIA | EPA/CAMD | EIA | EIA | EIA | EIA | n/a | EPA/CAMD; EIA | EPA/CAMD | 8511.9255 | 0 | 0 | 160261 | 0 | 0 | 0 | 0 | 0 | 0 | 0 | 0 | 160261 | 0 | 0 | 160261 | 0 | 0 | 0 | 100 | 0 | 0 | 0 | 0 | 0 | 0 | 0 | 0 | 100 | 0 | 0 | 100 | 0
2672 | GA | West Point (GA) | 6133 | Georgia Power Co | 7140 | USCE-Mobile District | 27813 | Southern Company Services, Inc. - Trans | SOCO | SERC | SRSO | SERC South |  | 13 | 285 | Troup | 32.9187 | -85.1887 | 0 |  | WAT | HYDRO |  | 0.24942 | 73.3 | [9 empty] | 1478550.001 | 443908.999 | 160155 | 48084 |  |  |  | 0 | 0 | 0 | 0 | -- |  |  |  | 0 | 0 | 0 | 0 | -- |  |  |  |  | -- | [6 empty] | -- |  |  |  | 0 | 0 | 0 | -- | 0 | 0 | 1478550.001 | 443908.999 |  |  |  | EIA | EIA | EIA | n/a | EIA | EIA |  | 0 | 0 | 0 | 0 | 160155 | 0 | 0 | 0 | 0 | 0 | 0 | 0 | 160155 | 0 | 0 | 160155 | 0 | 0 | 0 | 0 | 100 | 0 | 0 | 0 | 0 | 0 | 0 | 0 | 100 | 0 | 0 | 100
1720 | CA | Southeast Resource Recovery | 50837 | Southern California Edison Co | 17609 | SERRF Joint Powers Authority | 16899 | California Independent System Operator | CISO | WECC | CAMX | WECC California | CAISO | 06 | 037 | Los Angeles | 33.7592 | -118.2399 | 3 | 3 | MSW | BIOMASS |  | 0.51273 | 35.6 | 0.47878 | Yes | Yes | 607980.8 | 0.898 | 0.5448 |  | 2075036.7892 | 910392.9472 | 2075036.789 | 910392.947 | 159898 | 83472 | 169.371 | 74.281 | 194.161 | 102873.485 | 137586.2 | 18049.314 | 107115.783 | -- | 2.118 | 1.78 | 2.429 | 1286.739 | 0.86 | 0.113 | 1339.801 | -- | 0.163 | 0.163 | 0.187 | 99.153 | -- | 2.118 | 1.78 | 2.429 | 1286.739 | 0.86 | 0.113 | -- | 310.888 | 136.346 | 356.392 | 370984.645 | 252546.18 | 33130.396 | -- | 3808831.241 | 1671070.661 | 3808831.241 | 1671070.661 | EIA | EIA | EIA | EIA | EIA | EIA | n/a | EIA | EIA | 12977.2529 | 0 | 0 | 10169.916 | 0 | 0 | 149728.084 | 0 | 0 | 0 | 0 | 0 | 10169.916 | 149728.084 | 149728.084 | 159898 | 0 | 0 | 0 | 6.3603 | 0 | 0 | 93.6397 | 0 | 0 | 0 | 0 | 0 | 6.3603 | 93.6397 | 93.6397 | 100 | 0
6134 | ND | Ashtabula Wind Energy Center | 57032 | Minnkota Power Coop, Inc | 12658 | Otter Tail Power Co | 14232 | Midcontinent Independent Transmission System Operator, Inc.. | MISO | MRO | MROW | MRO West | MISO | 38 | 003 | Barnes | 47.1244 | -97.8961 | 0 |  | WND | WIND |  | 0.38003 | 48 | [9 empty] | 1475217 | 536563 | 159794 | 58120 |  |  |  | 0 | 0 | 0 | 0 | -- |  |  |  | 0 | 0 | 0 | 0 | -- |  |  |  |  | -- | [6 empty] | -- |  |  |  | 0 | 0 | 0 | -- | 0 | 0 | 1475217 | 536563 |  |  |  | EIA | EIA | EIA | n/a | EIA | EIA |  | 0 | 0 | 0 | 0 | 0 | 0 | 159794 | 0 | 0 | 0 | 0 | 0 | 159794 | 159794 | 0 | 159794 | 0 | 0 | 0 | 0 | 0 | 0 | 100 | 0 | 0 | 0 | 0 | 0 | 100 | 100 | 0 | 100
3633 | KS | Flat Ridge Wind Energy LLC | 56879 | ITC Great Plains, LLC | 56526 | AE Power Services LLC | 55963 | Southwest Power Pool | SWPP | SPP | SPNO | SPP North |  | 20 | 007 | Barber | 37.3764 | -98.4583 | 0 |  | WND | WIND |  | 0.364 | 50 | [9 empty] | 1471867 | 475032 | 159431 | 51455 |  |  |  | 0 | 0 | 0 | 0 | -- |  |  |  | 0 | 0 | 0 | 0 | -- |  |  |  |  | -- | [6 empty] | -- |  |  |  | 0 | 0 | 0 | -- | 0 | 0 | 1471867 | 475032 |  |  |  | EIA | EIA | EIA | n/a | EIA | EIA |  | 0 | 0 | 0 | 0 | 0 | 0 | 159431 | 0 | 0 | 0 | 0 | 0 | 159431 | 159431 | 0 | 159431 | 0 | 0 | 0 | 0 | 0 | 0 | 100 | 0 | 0 | 0 | 0 | 0 | 100 | 100 | 0 | 100
3375 | IL | Shelby County | 55237 | Ameren Illinois Company | 56697 | Shelby County Energy Center, LLC | 60168 | Midcontinent Independent Transmission System Operator, Inc.. | MISO | SERC | SRMW | SERC Midwest | MISO | 17 | 173 | Shelby | 39.2794 | -88.4772 | 0 |  | NG | GAS |  | 0.03763 | 483 | 1 | [6 empty] | 1704262.3 | 1701842.3 | 1704262.3 | 1701842.3 | 159197.998 | 159100 | 58.988 | 58.622 | 0.54 | 100531.9 | 3658.171 | 365.817 | 100627.012 | -- | 0.741 | 0.737 | 0.007 | 1262.979 | 0.023 | 0.002 | 1264.174 | -- | 0.069 | 0.069 | 0.001 | 117.977 | -- | 0.741 | 0.737 | 0.007 | 1262.979 | 0.023 | 0.002 | -- | 58.988 | 58.622 | 0.54 | 100531.9 | 3658.171 | 365.817 | -- | 1704262.3 | 1701842.3 | 1704262.3 | 1701842.3 | EPA/CAMD | EPA/CAMD | EPA/CAMD | EPA/CAMD | EIA | EIA | n/a | EPA/CAMD | EPA/CAMD | 10705.2997 | 0 | 0 | 159198 | 0 | 0 | 0 | 0 | 0 | 0 | 0 | 0 | 159198 | 0 | 0 | 159198 | 0 | 0 | 0 | 100 | 0 | 0 | 0 | 0 | 0 | 0 | 0 | 0 | 100 | 0 | 0 | 100 | 0
9528 | WI | Prairie Du Sac | 4056 | American Transmission Co | 659 | Wisconsin Power & Light Co | 20856 | Midcontinent Independent Transmission System Operator, Inc.. | MISO | MRO | MROE | MRO East | MISO | 55 | 111 | Sauk | 43.3099 | -89.7278 | 0 |  | WAT | HYDRO |  | 0.55989 | 32.4 | [9 empty] | 1467056.003 | 623623.001 | 158910.001 | 67549.999 |  |  |  | 0 | 0 | 0 | 0 | -- |  |  |  | 0 | 0 | 0 | 0 | -- |  |  |  |  | -- | [6 empty] | -- |  |  |  | 0 | 0 | 0 | -- | 0 | 0 | 1467056.003 | 623623.001 |  |  |  | EIA | EIA | EIA | n/a | EIA | EIA |  | 0 | 0 | 0 | 0 | 158910 | 0 | 0 | 0 | 0 | 0 | 0 | 0 | 158910 | 0 | 0 | 158910 | 0 | 0 | 0 | 0 | 100 | 0 | 0 | 0 | 0 | 0 | 0 | 0 | 100 | 0 | 0 | 100
8214 | SD | Buffalo Ridge I LLC | 56792 | Northern States Power Co - Minnesota | 13781 | Avangrid Renewables LLC | 15399 | Midcontinent Independent Transmission System Operator, Inc.. | MISO | MRO | MROW | MRO West | MISO | 46 | 011 | Brookings | 44.4328 | -96.4779 | 0 |  | WND | WIND |  | 0.35959 | 50.4 | [9 empty] | 1465692 | 478615 | 158762 | 51843 |  |  |  | 0 | 0 | 0 | 0 | -- |  |  |  | 0 | 0 | 0 | 0 | -- |  |  |  |  | -- | [6 empty] | -- |  |  |  | 0 | 0 | 0 | -- | 0 | 0 | 1465692 | 478615 |  |  |  | EIA | EIA | EIA | n/a | EIA | EIA |  | 0 | 0 | 0 | 0 | 0 | 0 | 158762 | 0 | 0 | 0 | 0 | 0 | 158762 | 158762 | 0 | 158762 | 0 | 0 | 0 | 0 | 0 | 0 | 100 | 0 | 0 | 0 | 0 | 0 | 100 | 100 | 0 | 100
8121 | SC | Dorchester Biomass | 58707 | Santee Electric Coop, Inc | 16606 | EDF Renewable Asset Holdings, Inc. | 57170 | South Carolina Public Service Authority | SC | RFC | SRVC | SERC Virginia/Carolina |  | 45 | 035 | Dorchester | 33.2386 | -80.4503 | 1 | 1 | WDS | BIOMASS |  | 0.91496 | 19.8 | 0 | Yes | [5 empty] | 2730969.176 | 1212520.134 | 2730969.176 | 1212520.134 | 158698 | 71830 | 232.132 | 97.002 | 34.137 | 0 | 192664.491 | 25287.215 | 5942.306 | -- | 2.925 | 2.701 | 0.43 | 0 | 1.214 | 0.159 | 74.888 | -- | 0.17 | 0.16 | 0.025 | 0 | -- | 2.925 | 2.701 | 0.43 | 0 | 1.214 | 0.159 | -- | 232.132 | 97.002 | 34.137 | 282373.395 | 192664.491 | 25287.215 | -- | 2730969.176 | 1212520.134 | 2730969.176 | 1212520.134 | EIA | EIA | EIA | EIA | EIA | EIA | n/a | EIA | EIA | 17208.5923 | 0 | 0 | 0 | 0 | 0 | 158698 | 0 | 0 | 0 | 0 | 0 | 0 | 158698 | 158698 | 158698 | 0 | 0 | 0 | 0 | 0 | 0 | 100 | 0 | 0 | 0 | 0 | 0 | 0 | 100 | 100 | 100 | 0
7654 | OR | Faraday | 3045 | Portland General Electric Co | 15248 | Portland General Electric Co | 15248 | Portland General Electric Company | PGE | WECC | NWPP | WECC Northwest |  | 41 | 005 | Clackamas | 45.268 | -122.3201 | 0 |  | WAT | HYDRO |  | 0.4941 | 36.6 | [9 empty] | 1462495.999 | 473024.999 | 158416 | 51238 |  |  |  | 0 | 0 | 0 | 0 | -- |  |  |  | 0 | 0 | 0 | 0 | -- |  |  |  |  | -- | [6 empty] | -- |  |  |  | 0 | 0 | 0 | -- | 0 | 0 | 1462495.999 | 473024.999 |  |  |  | EIA | EIA | EIA | n/a | EIA | EIA |  | 0 | 0 | 0 | 0 | 158416 | 0 | 0 | 0 | 0 | 0 | 0 | 0 | 158416 | 0 | 0 | 158416 | 0 | 0 | 0 | 0 | 100 | 0 | 0 | 0 | 0 | 0 | 0 | 0 | 100 | 0 | 0 | 100
7881 | PA | Handsome Lake Energy | 55233 | Pennsylvania Electric Co | 14711 | Handsome Lake Energy LLC | 8027 | PJM Interconnection, LLC | PJM | RFC | RFCE | RFC East | PJM | 42 | 121 | Venango | 41.2908 | -79.8061 | 0 |  | NG | GAS |  | 0.0614 | 294.5 | 1 | [6 empty] | 1747930.1 | 1676303.9 | 1747930.1 | 1676303.9 | 158396 | 154780 | 102.188 | 89.963 | 0.592 | 103023.2 | 3794.073 | 379.407 | 103121.846 | -- | 1.29 | 1.162 | 0.007 | 1300.831 | 0.024 | 0.002 | 1302.076 | -- | 0.117 | 0.107 | 0.001 | 117.88 | -- | 1.29 | 1.162 | 0.007 | 1300.831 | 0.024 | 0.002 | -- | 102.188 | 89.963 | 0.592 | 103023.2 | 3794.073 | 379.407 | -- | 1747930.1 | 1676303.9 | 1747930.1 | 1676303.9 | EPA/CAMD | EPA/CAMD | EPA/CAMD | EPA/CAMD | EIA | EIA | n/a | EPA/CAMD | EPA/CAMD | 11035.1909 | 0 | 0 | 158396 | 0 | 0 | 0 | 0 | 0 | 0 | 0 | 0 | 158396 | 0 | 0 | 158396 | 0 | 0 | 0 | 100 | 0 | 0 | 0 | 0 | 0 | 0 | 0 | 0 | 100 | 0 | 0 | 100 | 0
1609 | CA | SEGS IX | 10446 | Southern California Edison Co | 17609 | FPL Energy Operating Services Inc - SEGS | 55711 | California Independent System Operator | CISO | WECC | CAMX | WECC California | CAISO | 06 | 071 | San Bernardino | 35.033 | -117.338 | 1 | 1 | NG | GAS |  | 0.19601 | 92 | 1 | [6 empty] | 200635.503 | 190817.223 | 200635.503 | 190817.223 | 157969 | 107622 | 1.003 | 1.003 | 0.321 | 11726.047 | 442.325 | 44.232 | 11737.547 | -- | 0.013 | 0.019 | 0.004 | 148.46 | 0.003 | 0 | 148.606 | -- | 0.01 | 0.011 | 0.003 | 116.889 | -- | 0.133 | 0.195 | 0.043 | 1552.913 | 0.029 | 0.003 | -- | 1.003 | 1.003 | 0.321 | 11726.047 | 442.325 | 44.232 | -- | 200635.503 | 190817.223 | 200635.503 | 190817.223 | EIA | EIA | EIA | EIA | EIA | EIA | n/a | EIA | EIA | 13285.3598 | 0 | 0 | 15102 | 0 | 0 | 0 | 0 | 142867 | 0 | 0 | 0 | 15102 | 142867 | 142867 | 15102 | 142867 | 0 | 0 | 9.5601 | 0 | 0 | 0 | 0 | 90.4399 | 0 | 0 | 0 | 9.5601 | 90.4399 | 90.4399 | 9.5601 | 90.4399
1907 | CA | Western Power & Steam Inc | 54410 | Pacific Gas & Electric Co | 14328 | Western Power & Steam Inc | 4732 | California Independent System Operator | CISO | WECC | CAMX | WECC California | CAISO | 06 | 029 | Kern | 35.4405 | -119.0129 | 0 |  | NG | GAS |  | 0.49967 | 36 | 0.50055 |  | Yes | 476898.4 | 1.128 | 0.60058 |  | 1137383.8198 | 533602.2704 | 1137383.82 | 533602.27 | 157575 | 73926 | 174.982 | 82.092 | 1.817 | 66473.861 | 2507.504 | 250.75 | 66539.056 | -- | 2.221 | 2.221 | 0.023 | 843.711 | 0.016 | 0.002 | 844.538 | -- | 0.308 | 0.308 | 0.003 | 116.889 | -- | 2.221 | 2.221 | 0.023 | 843.711 | 0.016 | 0.002 | -- | 291.356 | 136.689 | 3.026 | 110683.242 | 4175.155 | 417.516 | -- | 1893817 | 888482 | 1893817 | 888482 | EIA | EIA | EIA | EIA | EIA | EIA | n/a | EIA | EIA | 7218.0474 | 0 | 0 | 157575 | 0 | 0 | 0 | 0 | 0 | 0 | 0 | 0 | 157575 | 0 | 0 | 157575 | 0 | 0 | 0 | 100 | 0 | 0 | 0 | 0 | 0 | 0 | 0 | 0 | 100 | 0 | 0 | 100 | 0
830 | CA | Drum 1 | 235 | Pacific Gas & Electric Co | 14328 | Pacific Gas & Electric Co | 14328 | California Independent System Operator | CISO | WECC | CAMX | WECC California | CAISO | 06 | 061 | Placer | 39.2569 | -120.7674 | 0 |  | WAT | HYDRO |  | 0.36436 | 49.2 | [9 empty] | 1449773.001 | 757418.999 | 157037.999 | 82043.001 |  |  |  | 0 | 0 | 0 | 0 | -- |  |  |  | 0 | 0 | 0 | 0 | -- |  |  |  |  | -- | [6 empty] | -- |  |  |  | 0 | 0 | 0 | -- | 0 | 0 | 1449773.001 | 757418.999 |  |  |  | EIA | EIA | EIA | n/a | EIA | EIA |  | 0 | 0 | 0 | 0 | 157038 | 0 | 0 | 0 | 0 | 0 | 0 | 0 | 157038 | 0 | 0 | 157038 | 0 | 0 | 0 | 0 | 100 | 0 | 0 | 0 | 0 | 0 | 0 | 0 | 100 | 0 | 0 | 100
1936 | CA | Wilmington Hydrogen Plant | 55557 | Los Angeles Department of Water & Power | 11208 | Air Products & Chemicals Inc | 991 | Los Angeles Department of Water and Power | LDWP | WECC | CAMX | WECC California |  | 06 | 037 | Los Angeles | 33.7803 | -118.24 | 0 |  | WH | OTHF |  | 0.56164 | 31.9 | 0.39726 |  | Yes | 0 |  | 1 |  |  |  | 1448943 | 643843 | 156948 | 69740 |  |  |  | 0 | 0 | 0 | 0 | -- |  |  |  | 0 | 0 | 0 | 0 | -- |  |  |  |  | -- |  |  |  | 0 | 0 | 0 | -- |  |  |  | 0 | 0 | 0 | -- | 0 | 0 | 1448943 | 643843 |  |  |  | EIA | EIA | EIA | n/a | EIA | EIA |  | 0 | 0 | 0 | 0 | 0 | 0 | 0 | 0 | 0 | 0 | 156947.94 | 156947.94 | 0 | 0 | 156947.94 | 0 | 0 | 0 | 0 | 0 | 0 | 0 | 0 | 0 | 0 | 0 | 100 | 100 | 0 | 0 | 100 | 0
7309 | OH | ArcelorMittal Cleveland LLC | 10398 | Cleveland Electric Illum Co | 3755 | ArcelorMittal Cleveland Inc | 9454 | PJM Interconnection, LLC | PJM | RFC | RFCW | RFC West | PJM | 39 | 035 | Cuyahoga | 41.4739 | -81.6728 | 20 |  | PRG | OTHF |  | 0.26307 | 68 | 0.89488 |  | Yes | 3582442.4 | 0.149 | 0.16601 |  | 524779.5783 | 524779.5783 | 524779.578 | 524779.578 | 156708 | 67864 | 47.247 | 3.768 |  | 30670.495 | 268.496 | 200.136 | 30704.336 | -- | 0.603 | 0.111 |  | 391.435 | 0.002 | 0.001 | 391.867 | -- | 0.18 | 0.014 |  | 116.889 | -- | 0.603 | 0.111 |  | 391.435 | 0.002 | 0.001 | -- | 284.593 | 22.698 |  | 184746.076 | 1617.307 | 1205.534 | -- | 3161049.956 | 3161049.956 | 3161049.956 | 3161049.956 | EPA/CAMD; EIA | EPA/CAMD |  | EIA | EIA | EIA | n/a | EPA/CAMD; EIA | EPA/CAMD | 3348.7733 | 0 | 0 | 17163.443 | 0 | 0 | 0 | 0 | 0 | 0 | 139544.56 | 0 | 156708.003 | 0 | 0 | 156708.003 | 0 | 0 | 0 | 10.9525 | 0 | 0 | 0 | 0 | 0 | 0 | 89.0475 | 0 | 100 | 0 | 0 | 100 | 0
1185 | CA | Mandalay Generating Station | 345 | Southern California Edison Co | 17609 | NRG California South LP | 15908 | California Independent System Operator | CISO | WECC | CAMX | WECC California | CAISO | 06 | 111 | Ventura | 34.2067 | -119.2511 | 2 | 2 | NG | GAS |  | 0.03116 | 574 | 1 | [6 empty] | 1656968.618 | 1124733.538 | 1656968.618 | 1124733.538 | 156692 | 108376 | 3.571 | 2.608 | 0.497 | 98472.575 | 3782.523 | 378.252 | 98570.921 | -- | 0.046 | 0.048 | 0.006 | 1256.893 | 0.024 | 0.002 | 1258.149 | -- | 0.004 | 0.005 | 0.001 | 118.859 | -- | 0.046 | 0.048 | 0.006 | 1256.893 | 0.024 | 0.002 | -- | 3.571 | 2.608 | 0.497 | 98472.575 | 3782.523 | 378.252 | -- | 1656968.618 | 1124733.538 | 1656968.618 | 1124733.538 | EPA/CAMD | EPA/CAMD | EPA/CAMD | EPA/CAMD | EIA | EIA | n/a | EPA/CAMD | EPA/CAMD | 10574.6855 | 0 | 0 | 156692 | 0 | 0 | 0 | 0 | 0 | 0 | 0 | 0 | 156692 | 0 | 0 | 156692 | 0 | 0 | 0 | 100 | 0 | 0 | 0 | 0 | 0 | 0 | 0 | 0 | 100 | 0 | 0 | 100 | 0
6168 | ND | Langdon Wind II LLC | 56912 | Minnkota Power Coop, Inc | 12658 | FPL Energy Langdon Wind LLC | 55799 | Midcontinent Independent Transmission System Operator, Inc.. | MISO | MRO | MROW | MRO West | MISO | 38 | 019 | Cavalier | 48.6292 | -98.3164 | 0 |  | WND | WIND |  | 0.44159 | 40.5 | [9 empty] | 1446360 | 511066 | 156668 | 55358 |  |  |  | 0 | 0 | 0 | 0 | -- |  |  |  | 0 | 0 | 0 | 0 | -- |  |  |  |  | -- | [6 empty] | -- |  |  |  | 0 | 0 | 0 | -- | 0 | 0 | 1446360 | 511066 |  |  |  | EIA | EIA | EIA | n/a | EIA | EIA |  | 0 | 0 | 0 | 0 | 0 | 0 | 156668 | 0 | 0 | 0 | 0 | 0 | 156668 | 156668 | 0 | 156668 | 0 | 0 | 0 | 0 | 0 | 0 | 100 | 0 | 0 | 0 | 0 | 0 | 100 | 100 | 0 | 100
880 | CA | Etiwanda Generating Station | 331 | Southern California Edison Co | 17609 | NRG California South LP | 15908 | California Independent System Operator | CISO | WECC | CAMX | WECC California | CAISO | 06 | 071 | San Bernardino | 34.0912 | -117.5266 | 2 | 2 | NG | GAS |  | 0.017 | 1050.1 | 1 | [6 empty] | 1975037.699 | 1338969.403 | 1975037.699 | 1338969.403 | 156364 | 112905 | 6.465 | 4.398 | 0.592 | 117373.453 | 4231.298 | 423.13 | 117483.467 | -- | 0.083 | 0.078 | 0.008 | 1501.285 | 0.027 | 0.003 | 1502.692 | -- | 0.007 | 0.007 | 0.001 | 118.857 | -- | 0.083 | 0.078 | 0.008 | 1501.285 | 0.027 | 0.003 | -- | 6.465 | 4.398 | 0.592 | 117373.453 | 4231.298 | 423.13 | -- | 1975037.699 | 1338969.403 | 1975037.699 | 1338969.403 | EPA/CAMD | EPA/CAMD | EPA/CAMD | EPA/CAMD | EIA | EIA | n/a | EPA/CAMD | EPA/CAMD | 12631.0257 | 0 | 0 | 156364 | 0 | 0 | 0 | 0 | 0 | 0 | 0 | 0 | 156364 | 0 | 0 | 156364 | 0 | 0 | 0 | 100 | 0 | 0 | 0 | 0 | 0 | 0 | 0 | 0 | 100 | 0 | 0 | 100 | 0
1613 | CA | SEGS VIII | 10444 | Southern California Edison Co | 17609 | FPL Energy Operating Services Inc - SEGS | 55711 | California Independent System Operator | CISO | WECC | CAMX | WECC California | CAISO | 06 | 071 | San Bernardino | 35.0308 | -117.3563 | 1 | 1 | NG | GAS |  | 0.1939 | 92 | 1 | [6 empty] | 216996.774 | 208983.951 | 216996.774 | 208983.951 | 156267 | 109500 | 2.17 | 2.09 | 0.347 | 12682.274 | 478.397 | 47.84 | 12694.712 | -- | 0.028 | 0.038 | 0.004 | 162.315 | 0.003 | 0 | 162.475 | -- | 0.02 | 0.02 | 0.003 | 116.889 | -- | 0.281 | 0.387 | 0.045 | 1645.126 | 0.031 | 0.003 | -- | 2.17 | 2.09 | 0.347 | 12682.274 | 478.397 | 47.84 | -- | 216996.774 | 208983.951 | 216996.774 | 208983.951 | EIA | EIA | EIA | EIA | EIA | EIA | n/a | EIA | EIA | 14074.2492 | 0 | 0 | 15418 | 0 | 0 | 0 | 0 | 140849 | 0 | 0 | 0 | 15418 | 140849 | 140849 | 15418 | 140849 | 0 | 0 | 9.8664 | 0 | 0 | 0 | 0 | 90.1336 | 0 | 0 | 0 | 9.8664 | 90.1336 | 90.1336 | 9.8664 | 90.1336
8836 | TX | Wasson CO2 Removal Plant | 52122 | Southwestern Public Service Co | 17718 | Occidental Permian Ltd | 429 | Southwest Power Pool | SWPP | SPP | SPSO | SPP South |  | 48 | 501 | Yoakum | 33.0099 | -102.7569 | 0 |  | NG | GAS |  | 0.76167 | 23.4 | 0.063885 |  | Yes | 502903.2 | 1.06 | 0.58554 |  | 1234553.1897 | 605975.3473 | 1234553.19 | 605975.347 | 156130 | 76636 | 247.53 | 121.499 | 1.973 | 72152.88 | 2721.726 | 272.173 | 72223.645 | -- | 3.171 | 3.171 | 0.025 | 924.267 | 0.017 | 0.002 | 925.173 | -- | 0.401 | 0.401 | 0.003 | 116.889 | -- | 3.171 | 3.171 | 0.025 | 924.267 | 0.017 | 0.002 | -- | 422.736 | 207.498 | 3.369 | 123224.153 | 4648.219 | 464.822 | -- | 2108395 | 1034897 | 2108395 | 1034897 | EIA | EIA | EIA | EIA | EIA | EIA | n/a | EIA | EIA | 7907.2132 | 0 | 0 | 156130 | 0 | 0 | 0 | 0 | 0 | 0 | 0 | 0 | 156130 | 0 | 0 | 156130 | 0 | 0 | 0 | 100 | 0 | 0 | 0 | 0 | 0 | 0 | 0 | 0 | 100 | 0 | 0 | 100 | 0
4352 | MD | UMCP CHP Plant | 56038 | Potomac Electric Power Co | 15270 | Trigen-Cinergy Solutions College Park | 19165 | PJM Interconnection, LLC | PJM | RFC | RFCE | RFC East | PJM | 24 | 033 | Prince Georges | 38.9858 | -76.9355 | 0 |  | NG | GAS |  | 0.64884 | 27.4 | 0.25193 |  | Yes | 1109190.4 | 0.479 | 0.38985 |  | 762406.6923 | 500037.0763 | 762406.692 | 500037.076 | 155738 | 102243.754 | 126.703 | 84.294 | 4.715 | 44558.5 | 1795.22 | 196.682 | 44607.836 | -- | 1.627 | 1.649 | 0.061 | 572.224 | 0.012 | 0.001 | 572.857 | -- | 0.332 | 0.337 | 0.012 | 116.889 | -- | 1.627 | 1.649 | 0.061 | 572.224 | 0.012 | 0.001 | -- | 325.004 | 216.222 | 12.094 | 114296.108 | 4604.883 | 504.505 | -- | 1955634 | 1282635 | 1955634 | 1282635 | EIA | EIA | EIA | EIA | EIA | EIA | n/a | EIA | EIA | 4895.4442 | 0 | 4938.49 | 150799.51 | 0 | 0 | 0 | 0 | 0 | 0 | 0 | 0 | 155738 | 0 | 0 | 155738 | 0 | 0 | 3.171 | 96.829 | 0 | 0 | 0 | 0 | 0 | 0 | 0 | 0 | 100 | 0 | 0 | 100 | 0
7991 | PA | Sandy Ridge Wind Farm | 57285 | Pennsylvania Electric Co | 14711 | Algonquin Power Co | 59050 | PJM Interconnection, LLC | PJM | RFC | RFCE | RFC East | PJM | 42 | 013 | Blair | 40.7292 | -78.2874 | 0 |  | WND | WIND |  | 0.3555 | 50 | [9 empty] | 1437525 | 399064 | 155711 | 43226 |  |  |  | 0 | 0 | 0 | 0 | -- |  |  |  | 0 | 0 | 0 | 0 | -- |  |  |  |  | -- | [6 empty] | -- |  |  |  | 0 | 0 | 0 | -- | 0 | 0 | 1437525 | 399064 |  |  |  | EIA | EIA | EIA | n/a | EIA | EIA |  | 0 | 0 | 0 | 0 | 0 | 0 | 155711 | 0 | 0 | 0 | 0 | 0 | 155711 | 155711 | 0 | 155711 | 0 | 0 | 0 | 0 | 0 | 0 | 100 | 0 | 0 | 0 | 0 | 0 | 100 | 100 | 0 | 100
7170 | NY | Pinelawn Power | 56188 | Long Island Power Authority | 11171 | Pinelawn Power LLC | 49837 | New York Independent System Operator | NYIS | NPCC | NYLI | NPCC Long Island | NYISO | 36 | 103 | Suffolk | 40.7366 | -73.3884 | 1 |  | NG | GAS |  | 0.21652 | 82 | 0.97247 | [6 empty] | 1347674.475 | 759893.025 | 1347674.475 | 759893.025 | 155528 | 87283 | 5.116 | 2.711 | 0.421 | 80092.275 | 2994.405 | 299.44 | 80170.13 | -- | 0.066 | 0.062 | 0.005 | 1029.94 | 0.019 | 0.002 | 1030.941 | -- | 0.008 | 0.007 | 0.001 | 118.86 | -- | 0.066 | 0.062 | 0.005 | 1029.94 | 0.019 | 0.002 | -- | 5.116 | 2.711 | 0.421 | 80092.275 | 2994.405 | 299.44 | -- | 1347674.475 | 759893.025 | 1347674.475 | 759893.025 | EPA/CAMD | EPA/CAMD | EPA/CAMD | EPA/CAMD | EIA | EIA | n/a | EPA/CAMD | EPA/CAMD | 8665.1566 | 0 | 0 | 155528 | 0 | 0 | 0 | 0 | 0 | 0 | 0 | 0 | 155528 | 0 | 0 | 155528 | 0 | 0 | 0 | 100 | 0 | 0 | 0 | 0 | 0 | 0 | 0 | 0 | 100 | 0 | 0 | 100 | 0
7402 | OH | Loraine County Project | 56869 | City of Oberlin - (OH) | 13949 | Energy Developments Inc | 55858 | PJM Interconnection, LLC | PJM | RFC | RFCW | RFC West | PJM | 39 | 093 | Lorain | 41.3006 | -82.1803 | 0 |  | LFG | BIOMASS |  | 0.65238 | 27.2 | 0.24604 | Yes | [5 empty] | 1690296.998 | 706564.998 | 1690296.998 | 706564.998 | 155443.004 | 64976.992 | 1177.625 | 492.262 | 28.315 | 0.008 | 0 | 0 | 0.008 | -- | 15.152 | 15.152 | 0.364 | 0 | 0 | 0 | 0 | -- | 1.393 | 1.393 | 0.034 | 0 | -- | 15.152 | 15.152 | 0.364 | 0 | 0 | 0 | -- | 1225.46 | 512.258 | 38.034 | 107333.512 | 3931.635 | 393.163 | -- | 1690296.998 | 706564.998 | 1690296.998 | 706564.998 | EIA | EIA | EIA | EIA | EIA | EIA | n/a | EIA | EIA | 10874.0631 | 0 | 0 | 0 | 0 | 0 | 155443 | 0 | 0 | 0 | 0 | 0 | 0 | 155443 | 155443 | 155443 | 0 | 0 | 0 | 0 | 0 | 0 | 100 | 0 | 0 | 0 | 0 | 0 | 0 | 100 | 100 | 100 | 0
7617 | OR | Biomass One LP | 10869 | PacifiCorp | 14354 | Biomass One LP | 1745 | PacifiCorp - West | PACW | WECC | NWPP | WECC Northwest |  | 41 | 029 | Jackson | 42.4361 | -122.85 | 6 | 6 | WDS | BIOMASS |  | 0.44336 | 40 | 0.59439 | Yes | Yes | 0 |  | 1 |  | 3032573.97 | 711740.81 | 3032573.97 | 711740.81 | 155355 | 46108.75 | 242.606 | 56.939 | 37.907 | 0 | 213941.974 | 28079.884 | 6598.769 | -- | 3.123 | 2.47 | 0.488 | 0 | 1.377 | 0.181 | 84.951 | -- | 0.16 | 0.16 | 0.025 | 0 | -- | 3.123 | 2.47 | 0.488 | 0 | 1.377 | 0.181 | -- | 242.606 | 56.939 | 37.907 | 313558.357 | 213941.974 | 28079.884 | -- | 3032573.97 | 711740.81 | 3032573.97 | 711740.81 | EIA | EIA | EIA | EIA | EIA | EIA | n/a | EIA | EIA | 19520.2856 | 0 | 0 | 0 | 0 | 0 | 155355 | 0 | 0 | 0 | 0 | 0 | 0 | 155355 | 155355 | 155355 | 0 | 0 | 0 | 0 | 0 | 0 | 100 | 0 | 0 | 0 | 0 | 0 | 0 | 100 | 100 | 100 | 0
2331 | FL | Debary | 6046 | Duke Energy Florida, Inc | 6455 | Duke Energy Florida, LLC | 6455 | Progress Energy Florida | FPC | FRCC | FRCC | FRCC All |  | 12 | 127 | Volusia | 28.9039 | -81.3323 | 0 |  | DFO | OIL |  | 0.02175 | 814.8 | 1 | [6 empty] | 2206837.406 | 1656169.4 | 2206837.406 | 1656169.4 | 155279 | 115914.998 | 125.433 | 102.278 | 9.399 | 137756.903 | 6069.953 | 799.067 | 137944.493 | -- | 1.616 | 1.765 | 0.121 | 1774.315 | 0.039 | 0.005 | 1776.731 | -- | 0.114 | 0.124 | 0.009 | 124.846 | -- | 1.616 | 1.765 | 0.121 | 1774.315 | 0.039 | 0.005 | -- | 125.433 | 102.278 | 9.399 | 137756.903 | 6069.953 | 799.067 | -- | 2206837.406 | 1656169.4 | 2206837.406 | 1656169.4 | EPA/CAMD | EPA/CAMD | EPA/CAMD; EIA | EPA/CAMD; EIA | EIA | EIA | n/a | EPA/CAMD | EPA/CAMD | 14212.0789 | 0 | 20560.24 | 134718.76 | 0 | 0 | 0 | 0 | 0 | 0 | 0 | 0 | 155279 | 0 | 0 | 155279 | 0 | 0 | 13.2408 | 86.7592 | 0 | 0 | 0 | 0 | 0 | 0 | 0 | 0 | 100 | 0 | 0 | 100 | 0
8263 | TN | Cheatham | 6418 | Tennessee Valley Authority | 18642 | USCE-Nashville District | 19462 | Tennessee Valley Authority | TVA | SERC | SRTV | SERC Tennessee Valley |  | 47 | 043 | Dickson | 36.3208 | -87.2219 | 0 |  | WAT | HYDRO |  | 0.49111 | 36 | [9 empty] | 1429824.999 | 443933.001 | 154877.001 | 48086.001 |  |  |  | 0 | 0 | 0 | 0 | -- |  |  |  | 0 | 0 | 0 | 0 | -- |  |  |  |  | -- | [6 empty] | -- |  |  |  | 0 | 0 | 0 | -- | 0 | 0 | 1429824.999 | 443933.001 |  |  |  | EIA | EIA | EIA | n/a | EIA | EIA |  | 0 | 0 | 0 | 0 | 154877 | 0 | 0 | 0 | 0 | 0 | 0 | 0 | 154877 | 0 | 0 | 154877 | 0 | 0 | 0 | 0 | 100 | 0 | 0 | 0 | 0 | 0 | 0 | 0 | 100 | 0 | 0 | 100
185 | AL | H Neely Henry Dam | 11 | Alabama Power Co | 195 | Alabama Power Co | 195 | Southern Company Services, Inc. - Trans | SOCO | SERC | SRSO | SERC South |  | 01 | 015 | Calhoun | 33.7845 | -86.0524 | 0 |  | WAT | HYDRO |  | 0.24249 | 72.9 | [9 empty] | 1429620.999 | 279255.999 | 154854.999 | 30249 |  |  |  | 0 | 0 | 0 | 0 | -- |  |  |  | 0 | 0 | 0 | 0 | -- |  |  |  |  | -- | [6 empty] | -- |  |  |  | 0 | 0 | 0 | -- | 0 | 0 | 1429620.999 | 279255.999 |  |  |  | EIA | EIA | EIA | n/a | EIA | EIA |  | 0 | 0 | 0 | 0 | 154855 | 0 | 0 | 0 | 0 | 0 | 0 | 0 | 154855 | 0 | 0 | 154855 | 0 | 0 | 0 | 0 | 100 | 0 | 0 | 0 | 0 | 0 | 0 | 0 | 100 | 0 | 0 | 100
8736 | TX | Sand Bluff Wind Farm | 56479 | Oncor Electric Delivery Company LLC | 44372 | E ON Climate Renewables N America LLC | 56215 | Electric Reliability Council of Texas, Inc. | ERCO | TRE | ERCT | ERCOT All | ERCOT | 48 | 173 | Glasscock | 31.9914 | -101.3026 | 0 |  | WND | WIND |  | 0.19634 | 90 | [9 empty] | 1429058 | 188518 | 154794 | 20420 |  |  |  | 0 | 0 | 0 | 0 | -- |  |  |  | 0 | 0 | 0 | 0 | -- |  |  |  |  | -- | [6 empty] | -- |  |  |  | 0 | 0 | 0 | -- | 0 | 0 | 1429058 | 188518 |  |  |  | EIA | EIA | EIA | n/a | EIA | EIA |  | 0 | 0 | 0 | 0 | 0 | 0 | 154794 | 0 | 0 | 0 | 0 | 0 | 154794 | 154794 | 0 | 154794 | 0 | 0 | 0 | 0 | 0 | 0 | 100 | 0 | 0 | 0 | 0 | 0 | 100 | 100 | 0 | 100
9204 | VT | Ryegate Associates | 51026 | Green Mountain Power Corp | 7601 | SUEZ Energy Generation NA Inc | 54824 | ISO New England Inc. | ISNE | NPCC | NEWE | NPCC New England | ISONE | 50 | 005 | Caledonia | 44.2131 | -72.0572 | 1 |  | WDS | BIOMASS |  | 0.82182 | 21.5 | 0 | Yes | [9 empty] | 154782 | 54628 | [7 empty] | -- | [7 empty] | -- |  |  |  |  | -- | [6 empty] | -- | [6 empty] | -- | [10 empty] | n/a |  |  |  | 0 | 0 | 0 | 0 | 0 | 154782 | 0 | 0 | 0 | 0 | 0 | 0 | 154782 | 154782 | 154782 | 0 | 0 | 0 | 0 | 0 | 0 | 100 | 0 | 0 | 0 | 0 | 0 | 0 | 100 | 100 | 100 | 0
2964 | IA | Storm Lake II | 55287 | ITC Midwest LLC | 56161 | Allete Clean Energy | 59496 | Midcontinent Independent Transmission System Operator, Inc.. | MISO | MRO | MROW | MRO West | MISO | 19 | 021 | Buena Vista | 42.8417 | -95.405 | 0 |  | WND | WIND |  | 0.21961 | 80.2 | [9 empty] | 1424405 | 378124 | 154290 | 40958 |  |  |  | 0 | 0 | 0 | 0 | -- |  |  |  | 0 | 0 | 0 | 0 | -- |  |  |  |  | -- | [6 empty] | -- |  |  |  | 0 | 0 | 0 | -- | 0 | 0 | 1424405 | 378124 |  |  |  | EIA | EIA | EIA | n/a | EIA | EIA |  | 0 | 0 | 0 | 0 | 0 | 0 | 154290 | 0 | 0 | 0 | 0 | 0 | 154290 | 154290 | 0 | 154290 | 0 | 0 | 0 | 0 | 0 | 0 | 100 | 0 | 0 | 0 | 0 | 0 | 100 | 100 | 0 | 100
9395 | WI | Bay Front | 3982 | Northern States Power Co | 13780 | Northern States Power Co - Minnesota | 13781 | Midcontinent Independent Transmission System Operator, Inc.. | MISO | MRO | MROW | MRO West | MISO | 55 | 003 | Ashland | 46.5872 | -90.9017 | 9 | 9 | WDS | BIOMASS | Yes | 0.26208 | 67.2 | 0.89653 | Yes | [5 empty] | 2824362.008 | 1213309.977 | 2824362.008 | 1213309.977 | 154280 | 67136 | 320.867 | 133.128 | 96.446 | 36842.309 | 184535.748 | 24262.304 | 42540.592 | -- | 4.16 | 3.966 | 1.25 | 477.603 | 1.196 | 0.157 | 551.473 | -- | 0.227 | 0.219 | 0.068 | 26.089 | -- | 4.16 | 3.966 | 1.25 | 477.603 | 1.196 | 0.157 | -- | 320.867 | 133.128 | 96.446 | 293610.51 | 184535.748 | 24262.304 | -- | 2824362.008 | 1213309.977 | 2824362.008 | 1213309.977 | EPA/CAMD | EPA/CAMD | EPA/CAMD | EPA/CAMD | EIA | EIA | n/a | EPA/CAMD | EPA/CAMD | 18306.7283 | 8462.038 | 0 | 2120.438 | 0 | 0 | 138847.65 | 0 | 0 | 0 | 4849.872 | 0 | 15432.348 | 138847.65 | 138847.65 | 154279.998 | 0 | 5.4849 | 0 | 1.3744 | 0 | 0 | 89.9972 | 0 | 0 | 0 | 3.1436 | 0 | 10.0028 | 89.9972 | 89.9972 | 100 | 0
8996 | VA | Celanese Acetate LLC | 52089 | Appalachian Power Co | 733 | Celanese Acetate LLC | 57151 | PJM Interconnection, LLC | PJM | RFC | RFCW | RFC West | PJM | 51 | 071 | Giles | 37.3439 | -80.765 | 56 |  | NG | GAS |  | 0.59062 | 29.8 | 0.34897 |  | Yes | 6380803.2 | 0.082 | 0.099065 |  | 580604.612 | 385493.192 | 580604.612 | 385493.192 | 154180.009 | 61418 | 47.791 | 5.858 | 0.252 | 33933.163 | 1889.679 | 188.968 | 33982.295 | -- | 0.62 | 0.191 | 0.003 | 440.176 | 0.012 | 0.001 | 440.813 | -- | 0.165 | 0.03 | 0.001 | 116.889 | -- | 0.62 | 0.191 | 0.003 | 440.176 | 0.012 | 0.001 | -- | 482.418 | 59.136 | 2.545 | 342533.647 | 19075.101 | 1907.51 | -- | 5860833.391 | 3891308 | 5860833.391 | 3891308 | EPA/CAMD; EIA | EPA/CAMD | EIA | EIA | EIA | EIA | n/a | EPA/CAMD; EIA | EPA/CAMD | 3765.758 | 0 | 0 | 154180.01 | 0 | 0 | 0 | 0 | 0 | 0 | 0 | 0 | 154180.01 | 0 | 0 | 154180.01 | 0 | 0 | 0 | 100 | 0 | 0 | 0 | 0 | 0 | 0 | 0 | 0 | 100 | 0 | 0 | 100 | 0
6243 | NE | Johnson 2 | 2229 | Nebraska Public Power District | 13337 | Central Nebraska Pub P&I Dist | 3271 | Southwest Power Pool | SWPP | MRO | MROW | MRO West |  | 31 | 073 | Gosper | 40.6839 | -99.7447 | 0 |  | WAT | HYDRO |  | 0.78203 | 22.5 | [9 empty] | 1423002 | 634530 | 154138 | 68732 |  |  |  | 0 | 0 | 0 | 0 | -- |  |  |  | 0 | 0 | 0 | 0 | -- |  |  |  |  | -- | [6 empty] | -- |  |  |  | 0 | 0 | 0 | -- | 0 | 0 | 1423002 | 634530 |  |  |  | EIA | EIA | EIA | n/a | EIA | EIA |  | 0 | 0 | 0 | 0 | 154138 | 0 | 0 | 0 | 0 | 0 | 0 | 0 | 154138 | 0 | 0 | 154138 | 0 | 0 | 0 | 0 | 100 | 0 | 0 | 0 | 0 | 0 | 0 | 0 | 100 | 0 | 0 | 100
1166 | CA | Los Esteros Critical Energy Facility | 55748 | Pacific Gas & Electric Co | 14328 | Los Esteros Critical Energy Facility LLC | 2860 | California Independent System Operator | CISO | WECC | CAMX | WECC California | CAISO | 06 | 085 | Santa Clara | 37.425 | -121.9319 | 4 |  | NG | GAS |  | 0.05741 | 306.1 | 1 | [6 empty] | 1342819.235 | 770251.449 | 1342819.235 | 770251.449 | 153933 | 91840 | 5.49 | 2.723 | 0.402 | 79801.984 | 2948.502 | 294.85 | 79878.645 | -- | 0.071 | 0.059 | 0.005 | 1036.84 | 0.019 | 0.002 | 1037.837 | -- | 0.008 | 0.007 | 0.001 | 118.857 | -- | 0.071 | 0.059 | 0.005 | 1036.84 | 0.019 | 0.002 | -- | 5.49 | 2.723 | 0.402 | 79801.984 | 2948.502 | 294.85 | -- | 1342819.235 | 770251.449 | 1342819.235 | 770251.449 | EPA/CAMD | EPA/CAMD | EPA/CAMD | EPA/CAMD | EIA | EIA | n/a | EPA/CAMD | EPA/CAMD | 8723.4007 | 0 | 0 | 153933 | 0 | 0 | 0 | 0 | 0 | 0 | 0 | 0 | 153933 | 0 | 0 | 153933 | 0 | 0 | 0 | 100 | 0 | 0 | 0 | 0 | 0 | 0 | 0 | 0 | 100 | 0 | 0 | 100 | 0
1810 | CA | Total Energy Facilities | 10091 | Southern California Edison Co | 17609 | Los Angeles County Sanitation | 11217 | California Independent System Operator | CISO | WECC | CAMX | WECC California | CAISO | 06 | 037 | Los Angeles | 33.7683 | -118.2836 | 0 |  | OBG | BIOMASS |  | 0.30187 | 58.2 | 0.83022 | Yes | Yes | 8992 | 58.415 | 0.98732 |  | 1650923.2945 | 676002.1163 | 1650923.294 | 676002.116 | 153901 | 63387 | 400.616 | 163.227 | 5.339 | 920.956 | 3838.134 | 383.813 | 1020.747 | -- | 5.206 | 5.15 | 0.069 | 11.968 | 0.025 | 0.002 | 13.265 | -- | 0.485 | 0.483 | 0.006 | 1.116 | -- | 5.206 | 5.15 | 0.069 | 11.968 | 0.025 | 0.002 | -- | 405.76 | 165.323 | 5.408 | 106098.592 | 3887.413 | 388.741 | -- | 1672119.92 | 684681.48 | 1672119.92 | 684681.48 | EIA | EIA | EIA | EIA | EIA | EIA | n/a | EPA/CAMD; EIA | EPA/CAMD; EIA | 10727.1771 | 0 | 0 | 1472.747 | 0 | 0 | 152428.254 | 0 | 0 | 0 | 0 | 0 | 1472.747 | 152428.254 | 152428.254 | 153901.001 | 0 | 0 | 0 | 0.95694 | 0 | 0 | 99.0431 | 0 | 0 | 0 | 0 | 0 | 0.95694 | 99.0431 | 99.0431 | 100 | 0
5039 | MN | St Paul Cogeneration | 56643 | Northern States Power Co - Minnesota | 13781 | St Paul Cogeneration LLC | 55893 | Midcontinent Independent Transmission System Operator, Inc.. | MISO | MRO | MROW | MRO West | MISO | 27 | 123 | Ramsey | 44.9429 | -93.0966 | 1 | 1 | WDS | BIOMASS |  | 0.47476 | 37 | 0.54206 | Yes | Yes | 994834.4 | 0.528 | 0.41311 |  | 1030940.0917 | 469186.5532 | 1030940.092 | 469186.553 | 153880 | 75873 | 61.856 | 25.805 | 11.144 | 9344.241 | 61803.835 | 8100.738 | 11248.796 | -- | 0.804 | 0.68 | 0.145 | 121.448 | 0.402 | 0.053 | 146.202 | -- | 0.12 | 0.11 | 0.022 | 18.128 | -- | 0.804 | 0.68 | 0.145 | 121.448 | 0.402 | 0.053 | -- | 149.734 | 62.466 | 26.975 | 240635.978 | 149606.766 | 19609.224 | -- | 2495567.04 | 1135746.4 | 2495567.04 | 1135746.4 | EIA | EIA | EIA | EIA | EIA | EIA | n/a | EIA | EIA | 6699.6367 | 0 | 0 | 24045.669 | 0 | 0 | 129834.33 | 0 | 0 | 0 | 0 | 0 | 24045.669 | 129834.33 | 129834.33 | 153879.999 | 0 | 0 | 0 | 15.6262 | 0 | 0 | 84.3738 | 0 | 0 | 0 | 0 | 0 | 15.6262 | 84.3738 | 84.3738 | 100 | 0
2378 | FL | J Woodruff | 690 | Florida Power & Light Co | 6452 | USCE-Mobile District | 27813 | Florida Power & Light Company | FPL | FRCC | FRCC | FRCC All |  | 12 | 039 | Gadsden | 30.7086 | -84.8639 | 0 |  | WAT | HYDRO |  | 0.23877 | 73.5 | [9 empty] | 1419255.999 | 432069 | 153732 | 46800.999 |  |  |  | 0 | 0 | 0 | 0 | -- |  |  |  | 0 | 0 | 0 | 0 | -- |  |  |  |  | -- | [6 empty] | -- |  |  |  | 0 | 0 | 0 | -- | 0 | 0 | 1419255.999 | 432069 |  |  |  | EIA | EIA | EIA | n/a | EIA | EIA |  | 0 | 0 | 0 | 0 | 153732 | 0 | 0 | 0 | 0 | 0 | 0 | 0 | 153732 | 0 | 0 | 153732 | 0 | 0 | 0 | 0 | 100 | 0 | 0 | 0 | 0 | 0 | 0 | 0 | 100 | 0 | 0 | 100
4948 | MN | Moraine Wind LLC | 56174 | Northern States Power Co - Minnesota | 13781 | Avangrid Renewables LLC | 15399 | Midcontinent Independent Transmission System Operator, Inc.. | MISO | MRO | MROW | MRO West | MISO | 27 | 117 | Pipestone | 44.0667 | -96.0667 | 0 |  | WND | WIND |  | 0.3437 | 51 | [9 empty] | 1417584 | 430497 | 153551 | 46631 |  |  |  | 0 | 0 | 0 | 0 | -- |  |  |  | 0 | 0 | 0 | 0 | -- |  |  |  |  | -- | [6 empty] | -- |  |  |  | 0 | 0 | 0 | -- | 0 | 0 | 1417584 | 430497 |  |  |  | EIA | EIA | EIA | n/a | EIA | EIA |  | 0 | 0 | 0 | 0 | 0 | 0 | 153551 | 0 | 0 | 0 | 0 | 0 | 153551 | 153551 | 0 | 153551 | 0 | 0 | 0 | 0 | 0 | 0 | 100 | 0 | 0 | 0 | 0 | 0 | 100 | 100 | 0 | 100
6304 | NH | Berlin Gorham | 54639 | Public Service Co of NH | 15472 | Great Lakes Hydro America LLC | 7595 | ISO New England Inc. | ISNE | NPCC | NEWE | NPCC New England | ISONE | 33 | 007 | Coos | 44.3889 | -71.1645 | 0 |  | WAT | HYDRO |  | 0.57755 | 30.3 | [9 empty] | 1415254.999 | 367535.001 | 153299.001 | 39811.003 |  |  |  | 0 | 0 | 0 | 0 | -- |  |  |  | 0 | 0 | 0 | 0 | -- |  |  |  |  | -- | [6 empty] | -- |  |  |  | 0 | 0 | 0 | -- | 0 | 0 | 1415254.999 | 367535.001 |  |  |  | EIA | EIA | EIA | n/a | EIA | EIA |  | 0 | 0 | 0 | 0 | 153299 | 0 | 0 | 0 | 0 | 0 | 0 | 0 | 153299 | 0 | 0 | 153299 | 0 | 0 | 0 | 0 | 100 | 0 | 0 | 0 | 0 | 0 | 0 | 0 | 100 | 0 | 0 | 100
4672 | MI | Saint Marys Falls | 1865 | Cloverland Electric Co-op | 3828 | USACE-Detroit District | 21264 | Midcontinent Independent Transmission System Operator, Inc.. | MISO | MRO | RFCW | RFC West | MISO | 26 | 033 | Chippewa | 46.5063 | -84.3493 | 0 |  | WAT | HYDRO |  | 0.73777 | 23.7 | [9 empty] | 1414058 | 311172.002 | 153168.999 | 33705.999 |  |  |  | 0 | 0 | 0 | 0 | -- |  |  |  | 0 | 0 | 0 | 0 | -- |  |  |  |  | -- | [6 empty] | -- |  |  |  | 0 | 0 | 0 | -- | 0 | 0 | 1414058 | 311172.002 |  |  |  | EIA | EIA | EIA | n/a | EIA | EIA |  | 0 | 0 | 0 | 0 | 153169 | 0 | 0 | 0 | 0 | 0 | 0 | 0 | 153169 | 0 | 0 | 153169 | 0 | 0 | 0 | 0 | 100 | 0 | 0 | 0 | 0 | 0 | 0 | 0 | 100 | 0 | 0 | 100
5349 | MT | OREG 1 Inc | 56833 | Mor-Gran-Sou Electric Coop Inc | 12899 | Ormat Nevada Inc | 34691 | Southwest Power Pool | SWPP | MRO | MROW | MRO West |  | 30 | 085 | Roosevelt | 48.2139 | -104.3975 | 0 |  | WH | OTHF |  | 0.58231 | 30 | 0.36281 | [8 empty] | 1412791 | 535022 | 153032 | 57953 |  |  |  | 0 | 0 | 0 | 0 | -- |  |  |  | 0 | 0 | 0 | 0 | -- |  |  |  |  | -- |  |  |  | 0 | 0 | 0 | -- |  |  |  | 0 | 0 | 0 | -- | 0 | 0 | 1412791 | 535022 |  |  |  | EIA | EIA | EIA | n/a | EIA | EIA |  | 0 | 0 | 0 | 0 | 0 | 0 | 0 | 0 | 0 | 0 | 153032 | 153032 | 0 | 0 | 153032 | 0 | 0 | 0 | 0 | 0 | 0 | 0 | 0 | 0 | 0 | 0 | 100 | 100 | 0 | 0 | 100 | 0
8645 | TX | NWP Indian Mesa Wind Farm | 55747 | AEP Texas North Company | 20404 | NWP Indian Mesa Wind Farm LP | 13866 | Electric Reliability Council of Texas, Inc. | ERCO | TRE | ERCT | ERCOT All | ERCOT | 48 | 371 | Pecos | 30.9315 | -102.2014 | 0 |  | WND | WIND |  | 0.21126 | 82.5 | [9 empty] | 1409541 | 594717 | 152680 | 64419 |  |  |  | 0 | 0 | 0 | 0 | -- |  |  |  | 0 | 0 | 0 | 0 | -- |  |  |  |  | -- | [6 empty] | -- |  |  |  | 0 | 0 | 0 | -- | 0 | 0 | 1409541 | 594717 |  |  |  | EIA | EIA | EIA | n/a | EIA | EIA |  | 0 | 0 | 0 | 0 | 0 | 0 | 152680 | 0 | 0 | 0 | 0 | 0 | 152680 | 152680 | 0 | 152680 | 0 | 0 | 0 | 0 | 0 | 0 | 100 | 0 | 0 | 0 | 0 | 0 | 100 | 100 | 0 | 100
9348 | WA | Snoqualmie 2 | 7867 | Puget Sound Energy Inc | 15500 | Puget Sound Energy Inc | 15500 | Puget Sound Energy | PSEI | WECC | NWPP | WECC Northwest |  | 53 | 033 | King | 47.5445 | -121.8414 | 0 |  | WAT | HYDRO |  | 0.35903 | 48.5 | [9 empty] | 1408230 | 552555 | 152538 | 59852 |  |  |  | 0 | 0 | 0 | 0 | -- |  |  |  | 0 | 0 | 0 | 0 | -- |  |  |  |  | -- | [6 empty] | -- |  |  |  | 0 | 0 | 0 | -- | 0 | 0 | 1408230 | 552555 |  |  |  | EIA | EIA | EIA | n/a | EIA | EIA |  | 0 | 0 | 0 | 0 | 152538 | 0 | 0 | 0 | 0 | 0 | 0 | 0 | 152538 | 0 | 0 | 152538 | 0 | 0 | 0 | 0 | 100 | 0 | 0 | 0 | 0 | 0 | 0 | 0 | 100 | 0 | 0 | 100
756 | CA | Covanta Stanislaus Energy | 50632 | Pacific Gas & Electric Co | 14328 | Covanta Stanislaus Inc | 4498 | California Independent System Operator | CISO | WECC | CAMX | WECC California | CAISO | 06 | 099 | Stanislaus | 37.3853 | -121.141 | 2 | 2 | MSW | BIOMASS |  | 0.72551 | 24 | 0.12414 | Yes | [5 empty] | 2784430.755 | 1185113.374 | 2784430.755 | 1185113.374 | 152532 | 65146 | 299.22 | 121.455 | 23.688 | 137142.541 | 195002.729 | 25604.298 | 143158.736 | -- | 3.923 | 3.729 | 0.311 | 1798.213 | 1.278 | 0.168 | 1877.098 | -- | 0.215 | 0.205 | 0.017 | 98.507 | -- | 3.923 | 3.729 | 0.311 | 1798.213 | 1.278 | 0.168 | -- | 299.22 | 121.455 | 23.688 | 277975.815 | 195002.729 | 25604.298 | -- | 2784430.755 | 1185113.374 | 2784430.755 | 1185113.374 | EIA | EIA | EIA | EIA | EIA | EIA | n/a | EIA | EIA | 18254.7318 | 0 | 1203.001 | 0 | 0 | 0 | 151328.999 | 0 | 0 | 0 | 0 | 0 | 1203.001 | 151328.999 | 151328.999 | 152532 | 0 | 0 | 0.78869 | 0 | 0 | 0 | 99.2113 | 0 | 0 | 0 | 0 | 0 | 0.78869 | 99.2113 | 99.2113 | 100 | 0
6021 | NC | Tillery | 2714 | Duke Energy Progress - (NC) | 3046 | Duke Energy Progress - (NC) | 3046 | Progress Energy Carolinas - EAST | CPLE | SERC | SRVC | SERC Virginia/Carolina |  | 37 | 123 | Montgomery | 35.2067 | -80.0648 | 0 |  | WAT | HYDRO |  | 0.20709 | 84 | [9 empty] | 1406810 | 479114 | 152383.999 | 51896.999 |  |  |  | 0 | 0 | 0 | 0 | -- |  |  |  | 0 | 0 | 0 | 0 | -- |  |  |  |  | -- | [6 empty] | -- |  |  |  | 0 | 0 | 0 | -- | 0 | 0 | 1406810 | 479114 |  |  |  | EIA | EIA | EIA | n/a | EIA | EIA |  | 0 | 0 | 0 | 0 | 152384 | 0 | 0 | 0 | 0 | 0 | 0 | 0 | 152384 | 0 | 0 | 152384 | 0 | 0 | 0 | 0 | 100 | 0 | 0 | 0 | 0 | 0 | 0 | 0 | 100 | 0 | 0 | 100
1093 | CA | Kern River 1 | 340 | Southern California Edison Co | 17609 | Southern California Edison Co | 17609 | California Independent System Operator | CISO | WECC | CAMX | WECC California | CAISO | 06 | 029 | Kern | 35.4603 | -118.7796 | 0 |  | WAT | HYDRO |  | 0.65885 | 26.4 | [9 empty] | 1406661 | 734894 | 152368 | 79603 |  |  |  | 0 | 0 | 0 | 0 | -- |  |  |  | 0 | 0 | 0 | 0 | -- |  |  |  |  | -- | [6 empty] | -- |  |  |  | 0 | 0 | 0 | -- | 0 | 0 | 1406661 | 734894 |  |  |  | EIA | EIA | EIA | n/a | EIA | EIA |  | 0 | 0 | 0 | 0 | 152368 | 0 | 0 | 0 | 0 | 0 | 0 | 0 | 152368 | 0 | 0 | 152368 | 0 | 0 | 0 | 0 | 100 | 0 | 0 | 0 | 0 | 0 | 0 | 0 | 100 | 0 | 0 | 100
6247 | NE | Kingsley | 785 | Nebraska Public Power District | 13337 | Central Nebraska Pub P&I Dist | 3271 | Southwest Power Pool | SWPP | MRO | MROW | MRO West |  | 31 | 101 | Keith | 41.2114 | -101.6681 | 0 |  | WAT | HYDRO |  | 0.34753 | 50 | [9 empty] | 1405295 | 626634 | 152220 | 67876 |  |  |  | 0 | 0 | 0 | 0 | -- |  |  |  | 0 | 0 | 0 | 0 | -- |  |  |  |  | -- | [6 empty] | -- |  |  |  | 0 | 0 | 0 | -- | 0 | 0 | 1405295 | 626634 |  |  |  | EIA | EIA | EIA | n/a | EIA | EIA |  | 0 | 0 | 0 | 0 | 152220 | 0 | 0 | 0 | 0 | 0 | 0 | 0 | 152220 | 0 | 0 | 152220 | 0 | 0 | 0 | 0 | 100 | 0 | 0 | 0 | 0 | 0 | 0 | 0 | 100 | 0 | 0 | 100
2607 | GA | Oliver Dam | 720 | Georgia Power Co | 7140 | Georgia Power Co | 7140 | Southern Company Services, Inc. - Trans | SOCO | SERC | SRSO | SERC South |  | 13 | 215 | Muscogee | 32.5163 | -84.9969 | 0 |  | WAT | HYDRO |  | 0.28961 | 60 | [9 empty] | 1405270 | 421908 | 152217 | 45700 |  |  |  | 0 | 0 | 0 | 0 | -- |  |  |  | 0 | 0 | 0 | 0 | -- |  |  |  |  | -- | [6 empty] | -- |  |  |  | 0 | 0 | 0 | -- | 0 | 0 | 1405270 | 421908 |  |  |  | EIA | EIA | EIA | n/a | EIA | EIA |  | 0 | 0 | 0 | 0 | 152217 | 0 | 0 | 0 | 0 | 0 | 0 | 0 | 152217 | 0 | 0 | 152217 | 0 | 0 | 0 | 0 | 100 | 0 | 0 | 0 | 0 | 0 | 0 | 0 | 100 | 0 | 0 | 100
7788 | OR | Willow Creek Energy Center | 56952 | Bonneville Power Administration | 1738 | Invenergy Services LLC | 49893 | Bonneville Power Administration | BPAT | WECC | NWPP | WECC Northwest |  | 41 | 049 | Morrow | 45.6533 | -119.9914 | 0 |  | WND | WIND |  | 0.2412 | 72 | [9 empty] | 1404446 | 766995 | 152128 | 83080 |  |  |  | 0 | 0 | 0 | 0 | -- |  |  |  | 0 | 0 | 0 | 0 | -- |  |  |  |  | -- | [6 empty] | -- |  |  |  | 0 | 0 | 0 | -- | 0 | 0 | 1404446 | 766995 |  |  |  | EIA | EIA | EIA | n/a | EIA | EIA |  | 0 | 0 | 0 | 0 | 0 | 0 | 152128 | 0 | 0 | 0 | 0 | 0 | 152128 | 152128 | 0 | 152128 | 0 | 0 | 0 | 0 | 0 | 0 | 100 | 0 | 0 | 0 | 0 | 0 | 100 | 100 | 0 | 100
1497 | CA | Ridgetop | 54931 | Southern California Edison Co | 17609 | Terra-Gen Operating Co LLC | 2770 | California Independent System Operator | CISO | WECC | CAMX | WECC California | CAISO | 06 | 029 | Kern | 35.074 | -118.3153 | 0 |  | WND | WIND |  | 0.37067 | 46.8 | [9 empty] | 1402914 | 688874 | 151962 | 74618 |  |  |  | 0 | 0 | 0 | 0 | -- |  |  |  | 0 | 0 | 0 | 0 | -- |  |  |  |  | -- | [6 empty] | -- |  |  |  | 0 | 0 | 0 | -- | 0 | 0 | 1402914 | 688874 |  |  |  | EIA | EIA | EIA | n/a | EIA | EIA |  | 0 | 0 | 0 | 0 | 0 | 0 | 151962 | 0 | 0 | 0 | 0 | 0 | 151962 | 151962 | 0 | 151962 | 0 | 0 | 0 | 0 | 0 | 0 | 100 | 0 | 0 | 0 | 0 | 0 | 100 | 100 | 0 | 100
1492 | CA | Regulus Solar Project | 57650 | Pacific Gas & Electric Co | 14328 | Regulus Solar, LLC | 56980 | California Independent System Operator | CISO | WECC | CAMX | WECC California | CAISO | 06 | 029 | Kern | 35.3 | -118.8519 | 0 |  | SUN | SOLAR |  | 0.28726 | 60 | [9 empty] | 1393865 | 813892 | 150982 | 88160 |  |  |  | 0 | 0 | 0 | 0 | -- |  |  |  | 0 | 0 | 0 | 0 | -- |  |  |  |  | -- | [6 empty] | -- |  |  |  | 0 | 0 | 0 | -- | 0 | 0 | 1393865 | 813892 |  |  |  | EIA | EIA | EIA | n/a | EIA | EIA |  | 0 | 0 | 0 | 0 | 0 | 0 | 0 | 150982 | 0 | 0 | 0 | 0 | 150982 | 150982 | 0 | 150982 | 0 | 0 | 0 | 0 | 0 | 0 | 0 | 100 | 0 | 0 | 0 | 0 | 100 | 100 | 0 | 100
7536 | OK | Kaw Hydro | 7545 | City of Ponca City - (OK) | 15202 | Oklahoma Municipal Power Authority | 14077 | Southwest Power Pool | SWPP | SPP | SPSO | SPP South |  | 40 | 071 | Kay | 36.6994 | -96.9278 | 0 |  | WAT | HYDRO |  | 0.46565 | 37 | [9 empty] | 1393367 | 686753 | 150928 | 74388 |  |  |  | 0 | 0 | 0 | 0 | -- |  |  |  | 0 | 0 | 0 | 0 | -- |  |  |  |  | -- | [6 empty] | -- |  |  |  | 0 | 0 | 0 | -- | 0 | 0 | 1393367 | 686753 |  |  |  | EIA | EIA | EIA | n/a | EIA | EIA |  | 0 | 0 | 0 | 0 | 150928 | 0 | 0 | 0 | 0 | 0 | 0 | 0 | 150928 | 0 | 0 | 150928 | 0 | 0 | 0 | 0 | 100 | 0 | 0 | 0 | 0 | 0 | 0 | 0 | 100 | 0 | 0 | 100
8184 | SC | Sonoco Products Co | 57919 | Duke Energy Progress - (NC) | 3046 | Sonoco Products Co | 57302 | Progress Energy Carolinas - EAST | CPLE | SERC | SRVC | SERC Virginia/Carolina |  | 45 | 031 | Darlington | 34.3853 | -80.0678 | 14 | 6 | WDS | BIOMASS | Yes | 0.4252 | 40.5 | 0.62467 | Yes | Yes | 2963549.6 | 0.174 | 0.18807 |  | 822824.952 | 329922.6412 | 822824.952 | 329922.641 | 150851 | 62352 | 70.223 | 30.638 | 9.114 | 8838.596 | 52993.344 | 6978.153 | 10476.64 | -- | 0.931 | 0.983 | 0.121 | 117.183 | 0.351 | 0.046 | 138.901 | -- | 0.171 | 0.186 | 0.022 | 21.484 | -- | 0.931 | 0.983 | 0.121 | 117.183 | 0.351 | 0.046 | -- | 373.378 | 162.903 | 48.462 | 446055.368 | 281769.264 | 37103.318 | -- | 4375016.978 | 1754221.421 | 4375016.978 | 1754221.421 | EIA | EIA | EIA | EIA | EIA | EIA | n/a | EIA | EIA | 5454.5542 | 13189.682 | 0 | 4530.438 | 0 | 0 | 133130.88 | 0 | 0 | 0 | 0 | 0 | 17720.12 | 133130.88 | 133130.88 | 150851 | 0 | 8.7435 | 0 | 3.0033 | 0 | 0 | 88.2532 | 0 | 0 | 0 | 0 | 0 | 11.7468 | 88.2532 | 88.2532 | 100 | 0
5254 | MS | CF Industries Yazoo City Complex | 10195 | Entergy Mississippi Inc | 12685 | CF Industries Nitrogen LLC | 50122 | Midcontinent Independent Transmission System Operator, Inc.. | MISO | SERC | SRMV | SERC Mississippi Valley | MISO | 28 | 163 | Yazoo | 32.9041 | -90.3781 | 0 |  | NG | GAS |  | 0.68853 | 25 | 0.18579 |  | Yes | 808784 | 0.636 | 0.45899 |  | 857612.5579 | 416697.9954 | 857612.558 | 416697.995 | 150787 | 73265 | 124.744 | 60.611 | 1.371 | 50122.762 | 1890.714 | 189.071 | 50171.921 | -- | 1.655 | 1.655 | 0.018 | 664.815 | 0.013 | 0.001 | 665.467 | -- | 0.291 | 0.291 | 0.003 | 116.889 | -- | 1.655 | 1.655 | 0.018 | 664.815 | 0.013 | 0.001 | -- | 271.776 | 132.051 | 2.986 | 109201.148 | 4119.248 | 411.925 | -- | 1868458 | 907849 | 1868458 | 907849 | EIA | EIA | EIA | EIA | EIA | EIA | n/a | EIA | EIA | 5687.5762 | 0 | 0 | 150787 | 0 | 0 | 0 | 0 | 0 | 0 | 0 | 0 | 150787 | 0 | 0 | 150787 | 0 | 0 | 0 | 100 | 0 | 0 | 0 | 0 | 0 | 0 | 0 | 0 | 100 | 0 | 0 | 100 | 0
7311 | OH | Ashtabula | 55990 | Cleveland Electric Illum Co | 3755 | DTE Ashtabula, LLC | 58115 | PJM Interconnection, LLC | PJM | RFC | RFCW | RFC West | PJM | 39 | 007 | Ashtabula | 41.89 | -80.7612 | 10 | 10 | NG | GAS |  | 0.65857 | 26.1 | 0.23572 |  | Yes | 1840049.6 | 0.279 | 0.27134 |  | 793159.9881 | 0 | 793159.988 | 0 | 150573 | 63612.543 | 121.907 | 51.503 | 1.268 | 46355.862 | 1748.622 | 174.862 | 46401.326 | -- | 1.619 | 1.619 | 0.017 | 615.726 | 0.012 | 0.001 | 616.33 | -- | 0.307 |  | 0.003 | 116.889 | -- | 1.619 | 1.619 | 0.017 | 615.726 | 0.012 | 0.001 | -- | 449.276 | 189.807 | 4.672 | 170839.439 | 6444.353 | 644.435 | -- | 2923104.057 | 0 | 2923104.057 | 0 | EIA | EIA | EIA | EIA | EIA | EIA | n/a | EIA | EIA | 5267.611 | 0 | 0 | 150573 | 0 | 0 | 0 | 0 | 0 | 0 | 0 | 0 | 150573 | 0 | 0 | 150573 | 0 | 0 | 0 | 100 | 0 | 0 | 0 | 0 | 0 | 0 | 0 | 0 | 100 | 0 | 0 | 100 | 0
2926 | IA | Osceola Windpower II | 56913 | ITC Transmission | 56068 | Osceola Windpower II | 56121 | Midcontinent Independent Transmission System Operator, Inc.. | MISO | MRO | MROW | MRO West | MISO | 19 | 143 | Osceola | 43.4303 | -95.4167 | 0 |  | WND | WIND |  | 0.34349 | 50 | [9 empty] | 1388926 | 386876 | 150447 | 41906 |  |  |  | 0 | 0 | 0 | 0 | -- |  |  |  | 0 | 0 | 0 | 0 | -- |  |  |  |  | -- | [6 empty] | -- |  |  |  | 0 | 0 | 0 | -- | 0 | 0 | 1388926 | 386876 |  |  |  | EIA | EIA | EIA | n/a | EIA | EIA |  | 0 | 0 | 0 | 0 | 0 | 0 | 150447 | 0 | 0 | 0 | 0 | 0 | 150447 | 150447 | 0 | 150447 | 0 | 0 | 0 | 0 | 0 | 0 | 100 | 0 | 0 | 0 | 0 | 0 | 100 | 100 | 0 | 100
5832 | NC | Nantahala | 2747 | Duke Energy Carolinas, LLC | 5416 | Duke Energy Carolinas, LLC | 5416 | Duke Energy Carolinas | DUK | SERC | SRVC | SERC Virginia/Carolina |  | 37 | 113 | Macon | 35.2715 | -83.6762 | 0 |  | WAT | HYDRO |  | 0.39739 | 43.2 | [9 empty] | 1388345 | 415132 | 150384 | 44967 |  |  |  | 0 | 0 | 0 | 0 | -- |  |  |  | 0 | 0 | 0 | 0 | -- |  |  |  |  | -- | [6 empty] | -- |  |  |  | 0 | 0 | 0 | -- | 0 | 0 | 1388345 | 415132 |  |  |  | EIA | EIA | EIA | n/a | EIA | EIA |  | 0 | 0 | 0 | 0 | 150384 | 0 | 0 | 0 | 0 | 0 | 0 | 0 | 150384 | 0 | 0 | 150384 | 0 | 0 | 0 | 0 | 100 | 0 | 0 | 0 | 0 | 0 | 0 | 0 | 100 | 0 | 0 | 100
2952 | IA | Roquette America | 57953 | ITC Midwest LLC | 56161 | Roquette America | 57332 | Midcontinent Independent Transmission System Operator, Inc.. | MISO | MRO | MROW | MRO West | MISO | 19 | 111 | Lee | 40.3892 | -91.3942 | 2 | 2 | PC | OIL | Yes | 0.20307 | 84.4 | 0.99488 |  | Yes | 3548689.6 | 0.144 | 0.16145 |  | 812327.1163 | 357089.0097 | 812327.116 | 357089.01 | 150139 | 70134 | 35.28 | 18.003 | 7.562 | 70918.138 | 6598.96 | 1033.278 | 71147.585 | -- | 0.47 | 0.513 | 0.101 | 944.7 | 0.044 | 0.007 | 947.756 | -- | 0.087 | 0.101 | 0.019 | 174.605 | -- | 0.47 | 0.513 | 0.101 | 944.7 | 0.044 | 0.007 | -- | 218.523 | 111.51 | 46.836 | 439264.845 | 40873.763 | 6400.09 | -- | 5031530.11 | 2211798.755 | 5031530.11 | 2211798.755 | EPA/CAMD; EIA | EPA/CAMD; EIA | EPA/CAMD; EIA | EIA | EIA | EIA | n/a | EIA | EIA | 5410.5004 | 17026.233 | 33404.767 | 99708 | 0 | 0 | 0 | 0 | 0 | 0 | 0 | 0 | 150139 | 0 | 0 | 150139 | 0 | 11.3403 | 22.2492 | 66.4105 | 0 | 0 | 0 | 0 | 0 | 0 | 0 | 0 | 100 | 0 | 0 | 100 | 0
6167 | ND | Langdon Wind Energy Center | 57033 | Minnkota Power Coop, Inc | 12658 | Otter Tail Power Co | 14232 | Midcontinent Independent Transmission System Operator, Inc.. | MISO | MRO | MROW | MRO West | MISO | 38 | 019 | Cavalier | 48.6303 | -98.3169 | 0 |  | WND | WIND |  | 0.42192 | 40.5 | [9 empty] | 1381919 | 491871 | 149688 | 53279 |  |  |  | 0 | 0 | 0 | 0 | -- |  |  |  | 0 | 0 | 0 | 0 | -- |  |  |  |  | -- | [6 empty] | -- |  |  |  | 0 | 0 | 0 | -- | 0 | 0 | 1381919 | 491871 |  |  |  | EIA | EIA | EIA | n/a | EIA | EIA |  | 0 | 0 | 0 | 0 | 0 | 0 | 149688 | 0 | 0 | 0 | 0 | 0 | 149688 | 149688 | 0 | 149688 | 0 | 0 | 0 | 0 | 0 | 0 | 100 | 0 | 0 | 0 | 0 | 0 | 100 | 100 | 0 | 100
1312 | CA | North Star Solar | 58713 | Pacific Gas & Electric Co | 14328 | Southern Power Co | 17650 | California Independent System Operator | CISO | WECC | CAMX | WECC California | CAISO | 06 | 019 | Fresno | 36.73 | -120.41 | 0 |  | SUN | SOLAR |  | 0.27331 | 62.5 | [9 empty] | 1381468 | 750349 | 149639 | 81277 |  |  |  | 0 | 0 | 0 | 0 | -- |  |  |  | 0 | 0 | 0 | 0 | -- |  |  |  |  | -- | [6 empty] | -- |  |  |  | 0 | 0 | 0 | -- | 0 | 0 | 1381468 | 750349 |  |  |  | EIA | EIA | EIA | n/a | EIA | EIA |  | 0 | 0 | 0 | 0 | 0 | 0 | 0 | 149639 | 0 | 0 | 0 | 0 | 149639 | 149639 | 0 | 149639 | 0 | 0 | 0 | 0 | 0 | 0 | 0 | 100 | 0 | 0 | 0 | 0 | 100 | 100 | 0 | 100
8037 | PA | Waymart Wind | 56001 | PPL Electric Utilities Corp | 14715 | Waymart Wind Farm | 20208 | PJM Interconnection, LLC | PJM | RFC | RFCE | RFC East | PJM | 42 | 127 | Wayne | 41.5533 | -75.4542 | 0 |  | WND | WIND |  | 0.26441 | 64.5 | [9 empty] | 1379214 | 353225 | 149395 | 38261 |  |  |  | 0 | 0 | 0 | 0 | -- |  |  |  | 0 | 0 | 0 | 0 | -- |  |  |  |  | -- | [6 empty] | -- |  |  |  | 0 | 0 | 0 | -- | 0 | 0 | 1379214 | 353225 |  |  |  | EIA | EIA | EIA | n/a | EIA | EIA |  | 0 | 0 | 0 | 0 | 0 | 0 | 149395 | 0 | 0 | 0 | 0 | 0 | 149395 | 149395 | 0 | 149395 | 0 | 0 | 0 | 0 | 0 | 0 | 100 | 0 | 0 | 0 | 0 | 0 | 100 | 100 | 0 | 100
4705 | MI | University of Michigan | 50431 | DTE Electric Company | 5109 | University of Michigan | 19588 | Midcontinent Independent Transmission System Operator, Inc.. | MISO | RFC | RFCM | RFC Michigan | MISO | 26 | 161 | Washtenaw | 42.2812 | -83.7346 | 24 | 21 | NG | GAS |  | 0.35138 | 48.5 | 0.7477 |  | Yes | 2313848 | 0.22 | 0.22697 |  | 810158.057 | 300579.8378 | 810158.057 | 300579.838 | 149288 | 58285 | 55.101 | 21.914 | 1.295 | 47349.306 | 1786.094 | 178.609 | 47395.744 | -- | 0.738 | 0.752 | 0.017 | 634.335 | 0.012 | 0.001 | 634.957 | -- | 0.136 | 0.146 | 0.003 | 116.889 | -- | 0.738 | 0.752 | 0.017 | 634.335 | 0.012 | 0.001 | -- | 242.772 | 96.55 | 5.705 | 208617.423 | 7869.394 | 786.939 | -- | 3569494.5 | 1324331.8 | 3569494.5 | 1324331.8 | EPA/CAMD; EIA | EPA/CAMD; EIA | EIA | EIA | EIA | EIA | n/a | EIA | EIA | 5426.813 | 0 | 0 | 149288 | 0 | 0 | 0 | 0 | 0 | 0 | 0 | 0 | 149288 | 0 | 0 | 149288 | 0 | 0 | 0 | 100 | 0 | 0 | 0 | 0 | 0 | 0 | 0 | 0 | 100 | 0 | 0 | 100 | 0
9551 | WI | St Croix Falls | 4011 | Northern States Power Co | 13780 | Northern States Power Co - Minnesota | 13781 | Midcontinent Independent Transmission System Operator, Inc.. | MISO | MRO | MROW | MRO West | MISO | 55 | 095 | Polk | 45.4117 | -92.6469 | 0 |  | WAT | HYDRO |  | 0.73417 | 23.2 | [9 empty] | 1377481.002 | 585546.998 | 149207.002 | 63426 |  |  |  | 0 | 0 | 0 | 0 | -- |  |  |  | 0 | 0 | 0 | 0 | -- |  |  |  |  | -- | [6 empty] | -- |  |  |  | 0 | 0 | 0 | -- | 0 | 0 | 1377481.002 | 585546.998 |  |  |  | EIA | EIA | EIA | n/a | EIA | EIA |  | 0 | 0 | 0 | 0 | 149207 | 0 | 0 | 0 | 0 | 0 | 0 | 0 | 149207 | 0 | 0 | 149207 | 0 | 0 | 0 | 0 | 100 | 0 | 0 | 0 | 0 | 0 | 0 | 0 | 100 | 0 | 0 | 100
3312 | IL | McHenry Battery Storage | 60656 | Commonwealth Edison Co | 4110 | EDF Renewable Asset Holdings, Inc. | 57170 | PJM Interconnection, LLC | PJM | SERC | RFCW | RFC West | PJM | 17 | 111 | McHenry | 42.3314 | -88.2744 | 0 |  | MWH | OTHF |  | 0.85939 | 19.8 | [7 empty] | 0 | 0 | 0 | 0 | 149060 | 70240 |  |  |  | 0 | 0 | 0 | 0 | -- |  |  |  | 0 | 0 | 0 | 0 | -- |  |  |  |  | -- |  |  |  | 0 | 0 | 0 | -- |  |  |  | 0 | 0 | 0 | -- | 0 | 0 | 0 | 0 |  |  |  | EIA | EIA | EIA | n/a | EIA | EIA |  | 0 | 0 | 0 | 0 | 0 | 0 | 0 | 0 | 0 | 0 | 149060 | 149060 | 0 | 0 | 149060 | 0 | 0 | 0 | 0 | 0 | 0 | 0 | 0 | 0 | 0 | 0 | 100 | 100 | 0 | 0 | 100 | 0
8864 | TX | Woodward Mountain II | 55795 | AEP Texas North Company | 20404 | Pecos Wind II LP | 14629 | Electric Reliability Council of Texas, Inc. | ERCO | TRE | ERCT | ERCOT All | ERCOT | 48 | 371 | Pecos | 30.9514 | -102.4141 | 0 |  | WND | WIND |  | 0.21813 | 78 | [9 empty] | 1375995 | 614012 | 149046 | 66509 |  |  |  | 0 | 0 | 0 | 0 | -- |  |  |  | 0 | 0 | 0 | 0 | -- |  |  |  |  | -- | [6 empty] | -- |  |  |  | 0 | 0 | 0 | -- | 0 | 0 | 1375995 | 614012 |  |  |  | EIA | EIA | EIA | n/a | EIA | EIA |  | 0 | 0 | 0 | 0 | 0 | 0 | 149046 | 0 | 0 | 0 | 0 | 0 | 149046 | 149046 | 0 | 149046 | 0 | 0 | 0 | 0 | 0 | 0 | 100 | 0 | 0 | 0 | 0 | 0 | 100 | 100 | 0 | 100
9026 | VA | Elizabeth River Combustion Turbine Sta | 52087 | Virginia Electric & Power Co | 19876 | Virginia Electric & Power Co | 19876 | PJM Interconnection, LLC | PJM | SERC | SRVC | SERC Virginia/Carolina | PJM | 51 | 550 | Chesapeake City | 36.775 | -76.3083 | 0 |  | NG | GAS |  | 0.04374 | 388.8 | 1 | [6 empty] | 1820038.1 | 991732.1 | 1820038.1 | 991732.1 | 148980 | 79788.999 | 121.381 | 64.926 | 9.135 | 110575.7 | 4625.99 | 557.663 | 110710.711 | -- | 1.629 | 1.627 | 0.123 | 1484.437 | 0.031 | 0.004 | 1486.249 | -- | 0.133 | 0.131 | 0.01 | 121.509 | -- | 1.629 | 1.627 | 0.123 | 1484.437 | 0.031 | 0.004 | -- | 121.381 | 64.926 | 9.135 | 110575.7 | 4625.99 | 557.663 | -- | 1820038.1 | 991732.1 | 1820038.1 | 991732.1 | EPA/CAMD | EPA/CAMD | EPA/CAMD | EPA/CAMD | EIA | EIA | n/a | EPA/CAMD | EPA/CAMD | 12216.6603 | 0 | 12046.234 | 136933.77 | 0 | 0 | 0 | 0 | 0 | 0 | 0 | 0 | 148980.004 | 0 | 0 | 148980.004 | 0 | 0 | 8.0858 | 91.9142 | 0 | 0 | 0 | 0 | 0 | 0 | 0 | 0 | 100 | 0 | 0 | 100 | 0
881 | CA | Exchequer | 409 | Pacific Gas & Electric Co | 14328 | Merced Irrigation District | 12312 | California Independent System Operator | CISO | WECC | CAMX | WECC California | CAISO | 06 | 043 | Mariposa | 37.5843 | -120.2686 | 0 |  | WAT | HYDRO |  | 0.17905 | 94.5 | [9 empty] | 1369402 | 1154785 | 148222 | 125085 |  |  |  | 0 | 0 | 0 | 0 | -- |  |  |  | 0 | 0 | 0 | 0 | -- |  |  |  |  | -- | [6 empty] | -- |  |  |  | 0 | 0 | 0 | -- | 0 | 0 | 1369402 | 1154785 |  |  |  | EIA | EIA | EIA | n/a | EIA | EIA |  | 0 | 0 | 0 | 0 | 148222 | 0 | 0 | 0 | 0 | 0 | 0 | 0 | 148222 | 0 | 0 | 148222 | 0 | 0 | 0 | 0 | 100 | 0 | 0 | 0 | 0 | 0 | 0 | 0 | 100 | 0 | 0 | 100
6820 | NV | Richard Burdette Geothermal | 56321 | Sierra Pacific Power Co | 17166 | Ormat Nevada Inc | 34691 | Nevada Power Company | NEVP | WECC | NWPP | WECC Northwest |  | 32 | 031 | Washoe | 39.3908 | -119.7546 | 0 |  | GEO | GEOTHERMAL |  | 0.56381 | 30 | [9 empty] | 1367888 | 522607 | 148168 | 56608 | 0 | 0 | 0 | 0 | 0 | 0 | 0 | -- | 0 | 0 | 0 | 0 | 0 | 0 | 0 | -- |  |  |  |  | -- | [6 empty] | -- | 0 | 0 | 0 | 0 | 0 | 0 | -- | 0 | 0 | 1367888 | 522607 | EIA | EIA | EIA | EIA | EIA | EIA | n/a | EIA | EIA |  | 0 | 0 | 0 | 0 | 0 | 0 | 0 | 0 | 148168 | 0 | 0 | 0 | 148168 | 148168 | 0 | 148168 | 0 | 0 | 0 | 0 | 0 | 0 | 0 | 0 | 100 | 0 | 0 | 0 | 100 | 100 | 0 | 100
3570 | IN | Vermillion Generating Station | 55111 | Duke Energy Indiana Inc | 15470 | Duke Energy Ohio Inc | 3542 | Midcontinent Independent Transmission System Operator, Inc.. | MISO | RFC | RFCW | RFC West | MISO | 18 | 165 | Vermillion | 39.9223 | -87.4464 | 0 |  | NG | GAS |  | 0.0244 | 692 | 1 | [6 empty] | 1931856.136 | 1266637.569 | 1931856.136 | 1266637.569 | 147883 | 96813 | 31.873 | 19.845 | 0.58 | 114807.401 | 4333.769 | 433.377 | 114920.079 | -- | 0.431 | 0.41 | 0.008 | 1552.679 | 0.029 | 0.003 | 1554.203 | -- | 0.033 | 0.031 | 0.001 | 118.857 | -- | 0.431 | 0.41 | 0.008 | 1552.679 | 0.029 | 0.003 | -- | 31.873 | 19.845 | 0.58 | 114807.401 | 4333.769 | 433.377 | -- | 1931856.136 | 1266637.569 | 1931856.136 | 1266637.569 | EPA/CAMD | EPA/CAMD | EPA/CAMD | EPA/CAMD | EIA | EIA | n/a | EPA/CAMD | EPA/CAMD | 13063.4092 | 0 | 0 | 147883 | 0 | 0 | 0 | 0 | 0 | 0 | 0 | 0 | 147883 | 0 | 0 | 147883 | 0 | 0 | 0 | 100 | 0 | 0 | 0 | 0 | 0 | 0 | 0 | 0 | 100 | 0 | 0 | 100 | 0
269 | AR | Murray | 7166 | Entergy Arkansas Inc | 814 | City of North Little Rock - (AR) | 13718 | Midcontinent Independent Transmission System Operator, Inc.. | MISO | SERC | SRMV | SERC Mississippi Valley | MISO | 05 | 119 | Pulaski | 34.7956 | -92.3569 | 0 |  | WAT | HYDRO |  | 0.37181 | 45.4 | [9 empty] | 1365155 | 521129 | 147872 | 56448 |  |  |  | 0 | 0 | 0 | 0 | -- |  |  |  | 0 | 0 | 0 | 0 | -- |  |  |  |  | -- | [6 empty] | -- |  |  |  | 0 | 0 | 0 | -- | 0 | 0 | 1365155 | 521129 |  |  |  | EIA | EIA | EIA | n/a | EIA | EIA |  | 0 | 0 | 0 | 0 | 147872 | 0 | 0 | 0 | 0 | 0 | 0 | 0 | 147872 | 0 | 0 | 147872 | 0 | 0 | 0 | 0 | 100 | 0 | 0 | 0 | 0 | 0 | 0 | 0 | 100 | 0 | 0 | 100
6939 | NY | Covanta Niagara | 50472 | Niagara Mohawk Power Corp. | 13573 | Covanta Energy of Niagara LP | 470 | New York Independent System Operator | NYIS | NPCC | NYUP | NPCC Upstate NY | NYISO | 36 | 063 | Niagara | 43.0839 | -79.0056 | 8 | 4 | NG | GAS |  | 0.33635 | 50 | 0.77274 | Yes | Yes | 6202753.6 | 0.081 | 0.097541 |  | 1313468.7639 | 373385.6093 | 1313468.764 | 373385.609 | 147323 | 63375 | 83.081 | 49.975 | 66.018 | 71636.765 | 53854.286 | 7061.93 | 73296.835 | -- | 1.128 | 1.577 | 0.896 | 972.513 | 0.366 | 0.048 | 995.049 | -- | 0.127 | 0.268 | 0.101 | 109.08 | -- | 1.128 | 1.577 | 0.896 | 972.513 | 0.366 | 0.048 | -- | 851.754 | 512.348 | 676.82 | 1131947.812 | 552117.956 | 72399.411 | -- | 13465774.848 | 3827975.727 | 13465774.848 | 3827975.727 | EPA/CAMD; EIA | EPA/CAMD; EIA | EIA | EPA/CAMD; EIA | EIA | EIA | n/a | EPA/CAMD; EIA | EPA/CAMD; EIA | 8915.5717 | 0 | 0 | 16123.112 | 0 | 0 | 131199.888 | 0 | 0 | 0 | 0 | 0 | 16123.112 | 131199.888 | 131199.888 | 147323 | 0 | 0 | 0 | 10.9441 | 0 | 0 | 89.0559 | 0 | 0 | 0 | 0 | 0 | 10.9441 | 89.0559 | 89.0559 | 100 | 0
7542 | OK | KODE Novus I | 57516 | Southwestern Public Service Co | 17718 | DeWind Co. | 56627 | Southwest Power Pool | SWPP | SPP | SPSO | SPP South |  | 40 | 139 | Texas | 36.5439 | -101.3936 | 0 |  | WND | WIND |  | 0.21019 | 80 | [9 empty] | 1359886 | 564702 | 147301 | 61168 |  |  |  | 0 | 0 | 0 | 0 | -- |  |  |  | 0 | 0 | 0 | 0 | -- |  |  |  |  | -- | [6 empty] | -- |  |  |  | 0 | 0 | 0 | -- | 0 | 0 | 1359886 | 564702 |  |  |  | EIA | EIA | EIA | n/a | EIA | EIA |  | 0 | 0 | 0 | 0 | 0 | 0 | 147301.45 | 0 | 0 | 0 | 0 | 0 | 147301.45 | 147301.45 | 0 | 147301.45 | 0 | 0 | 0 | 0 | 0 | 0 | 100 | 0 | 0 | 0 | 0 | 0 | 100 | 100 | 0 | 100
3217 | IL | Crescent Ridge | 56297 | Commonwealth Edison Co | 4110 | Leeward Asset Management, LLC | 50123 | PJM Interconnection, LLC | PJM | RFC | RFCW | RFC West | PJM | 17 | 011 | Bureau | 41.25 | -89.5708 | 0 |  | WND | WIND |  | 0.31613 | 53 | [9 empty] | 1355028 | 368265 | 146775 | 39890 |  |  |  | 0 | 0 | 0 | 0 | -- |  |  |  | 0 | 0 | 0 | 0 | -- |  |  |  |  | -- | [6 empty] | -- |  |  |  | 0 | 0 | 0 | -- | 0 | 0 | 1355028 | 368265 |  |  |  | EIA | EIA | EIA | n/a | EIA | EIA |  | 0 | 0 | 0 | 0 | 0 | 0 | 146775 | 0 | 0 | 0 | 0 | 0 | 146775 | 146775 | 0 | 146775 | 0 | 0 | 0 | 0 | 0 | 0 | 100 | 0 | 0 | 0 | 0 | 0 | 100 | 100 | 0 | 100
2411 | FL | Okeelanta Cogeneration | 54627 | Florida Power & Light Co | 6452 | New Hope Power Company | 13492 | Florida Power & Light Company | FPL | FRCC | FRCC | FRCC All |  | 12 | 099 | Palm Beach | 26.5769 | -80.7469 | 6 | 6 | AB | BIOMASS |  | 0.12994 | 128.9 | 1 | Yes | Yes | 6177521.6 | 0.081 | 0.097538 |  | 867725.7715 | 184339.4768 | 867725.772 | 184339.477 | 146719 | 33969 | 59.456 | 12.224 | 8.399 | 7882.621 | 51998.567 | 6815.52 | 9485.011 | -- | 0.81 | 0.72 | 0.114 | 107.452 | 0.354 | 0.046 | 129.295 | -- | 0.137 | 0.133 | 0.019 | 18.168 | -- | 0.81 | 0.72 | 0.114 | 107.452 | 0.354 | 0.046 | -- | 609.565 | 125.32 | 86.105 | 1042727.698 | 533108.439 | 69875.217 | -- | 8896243.776 | 1889916.12 | 8896243.776 | 1889916.12 | EIA | EIA | EIA | EIA | EIA | EIA | n/a | EIA | EIA | 5914.2019 | 0 | 0 | 23164.061 | 0 | 0 | 123554.935 | 0 | 0 | 0 | 0 | 0 | 23164.061 | 123554.935 | 123554.935 | 146718.996 | 0 | 0 | 0 | 15.788 | 0 | 0 | 84.212 | 0 | 0 | 0 | 0 | 0 | 15.788 | 84.212 | 84.212 | 100 | 0
7694 | OR | Lemolo 2 | 6421 | PacifiCorp | 14354 | PacifiCorp | 14354 | PacifiCorp - West | PACW | WECC | NWPP | WECC Northwest |  | 41 | 019 | Douglas | 43.2806 | -122.4025 | 0 |  | WAT | HYDRO |  | 0.43487 | 38.5 | [9 empty] | 1354012 | 437938 | 146665 | 47437 |  |  |  | 0 | 0 | 0 | 0 | -- |  |  |  | 0 | 0 | 0 | 0 | -- |  |  |  |  | -- | [6 empty] | -- |  |  |  | 0 | 0 | 0 | -- | 0 | 0 | 1354012 | 437938 |  |  |  | EIA | EIA | EIA | n/a | EIA | EIA |  | 0 | 0 | 0 | 0 | 146665 | 0 | 0 | 0 | 0 | 0 | 0 | 0 | 146665 | 0 | 0 | 146665 | 0 | 0 | 0 | 0 | 100 | 0 | 0 | 0 | 0 | 0 | 0 | 0 | 100 | 0 | 0 | 100
9072 | VA | Multitrade of Pittsylvania LP | 52118 | Virginia Electric & Power Co | 19876 | Virginia Electric & Power Co | 19876 | PJM Interconnection, LLC | PJM | SERC | SRVC | SERC Virginia/Carolina | PJM | 51 | 143 | Pittsylvania | 37.1041 | -79.277 | 6 | 6 | WDS | BIOMASS |  | 0.18602 | 90 | 1 | Yes | [5 empty] | 2545567.56 | 1150471.36 | 2545567.56 | 1150471.36 | 146658 | 70398 | 76.367 | 34.514 | 31.82 | 0 | 179584.684 | 23570.49 | 5539.02 | -- | 1.041 | 0.981 | 0.434 | 0 | 1.225 | 0.161 | 75.537 | -- | 0.06 | 0.06 | 0.025 | 0 | -- | 1.041 | 0.981 | 0.434 | 0 | 1.225 | 0.161 | -- | 76.367 | 34.514 | 31.82 | 263203.467 | 179584.684 | 23570.49 | -- | 2545567.56 | 1150471.36 | 2545567.56 | 1150471.36 | EIA | EIA | EIA | EIA | EIA | EIA | n/a | EIA | EIA | 17357.1681 | 0 | 0 | 0 | 0 | 0 | 146658 | 0 | 0 | 0 | 0 | 0 | 0 | 146658 | 146658 | 146658 | 0 | 0 | 0 | 0 | 0 | 0 | 100 | 0 | 0 | 0 | 0 | 0 | 0 | 100 | 100 | 100 | 0
9337 | WA | Roosevelt Biogas 1 | 7832 | PUD No 1 of Klickitat County | 10393 | PUD No 1 of Klickitat County | 10393 | Bonneville Power Administration | BPAT | WECC | NWPP | WECC Northwest |  | 53 | 039 | Klickitat | 45.8015 | -120.1672 | 1 | 1 | LFG | BIOMASS |  | 0.43343 | 38.6 | 0.61096 | Yes | [5 empty] | 1627492.8 | 583779.6 | 1627492.8 | 583779.6 | 146557 | 54187 | 71.935 | 25.803 | 27.26 | 0.051 | 0 | 0 | 0.051 | -- | 0.982 | 0.952 | 0.372 | 0.001 | 0 | 0 | 0.001 | -- | 0.088 | 0.088 | 0.033 | 0 | -- | 0.982 | 0.952 | 0.372 | 0.001 | 0 | 0 | -- | 117.993 | 42.324 | 36.618 | 103345.451 | 3785.55 | 378.555 | -- | 1627492.8 | 583779.6 | 1627492.8 | 583779.6 | EIA | EIA | EIA | EIA | EIA | EIA | n/a | EPA/CAMD; EIA | EPA/CAMD; EIA | 11104.8452 | 0 | 0 | 0 | 0 | 0 | 146557 | 0 | 0 | 0 | 0 | 0 | 0 | 146557 | 146557 | 146557 | 0 | 0 | 0 | 0 | 0 | 0 | 100 | 0 | 0 | 0 | 0 | 0 | 0 | 100 | 100 | 100 | 0
7738 | OR | Port Westward Unit 2 | 58266 | Portland General Electric Co | 15248 | Portland General Electric Co | 15248 | Portland General Electric Company | PGE | WECC | NWPP | WECC Northwest |  | 41 | 009 | Columbia | 46.1789 | -123.1719 | 0 |  | NG | GAS |  | 0.07406 | 225.6 | 1 | [6 empty] | 1392597 | 792017.004 | 1392597 | 792017.004 | 146364.996 | 85197.996 | 1777.932 | 1008.6 | 2.22 | 81389.676 | 3070.153 | 307.015 | 81469.5 | -- | 24.294 | 23.677 | 0.03 | 1112.147 | 0.021 | 0.002 | 1113.237 | -- | 2.553 | 2.547 | 0.003 | 116.889 | -- | 24.294 | 23.677 | 0.03 | 1112.147 | 0.021 | 0.002 | -- | 1777.932 | 1008.6 | 2.22 | 81389.676 | 3070.153 | 307.015 | -- | 1392597 | 792017.004 | 1392597 | 792017.004 | EIA | EIA | EIA | EIA | EIA | EIA | n/a | EIA | EIA | 9514.5492 | 0 | 0 | 146365 | 0 | 0 | 0 | 0 | 0 | 0 | 0 | 0 | 146365 | 0 | 0 | 146365 | 0 | 0 | 0 | 100 | 0 | 0 | 0 | 0 | 0 | 0 | 0 | 0 | 100 | 0 | 0 | 100 | 0
7664 | OR | Georgia-Pacific Wauna Mill | 56192 | Bonneville Power Administration | 1738 | Georgia-Pacific Consr Prods LP-Wauna | 49842 | Bonneville Power Administration | BPAT | WECC | NWPP | WECC Northwest |  | 41 | 007 | Clatsop | 46.154 | -123.4066 | 3 | 3 | BLQ | BIOMASS |  | 0.46368 | 36 | 0.56053 | Yes | Yes | 5435965.6 | 0.092 | 0.10906 |  | 813095.6208 | 301999.3093 | 813095.621 | 301999.309 | 146226 | 48680 | 30.84 | 10.332 | 158.589 | 8868.893 | 13360.314 | 3733.072 | 9587.803 | -- | 0.422 | 0.424 | 2.169 | 121.304 | 0.091 | 0.026 | 131.137 | -- | 0.076 | 0.068 | 0.39 | 21.815 | -- | 0.422 | 0.424 | 2.169 | 121.304 | 0.091 | 0.026 | -- | 282.778 | 94.733 | 1454.129 | 760128.261 | 122502.776 | 34229.108 | -- | 7455398.835 | 2769078.127 | 7455398.835 | 2769078.127 | EPA/CAMD; EIA | EPA/CAMD; EIA | EIA | EIA | EIA | EIA | n/a | EIA | EIA | 5560.5407 | 0 | 0 | 27641.589 | 0 | 0 | 118584.411 | 0 | 0 | 0 | 0 | 0 | 27641.589 | 118584.411 | 118584.411 | 146226 | 0 | 0 | 0 | 18.9033 | 0 | 0 | 81.0967 | 0 | 0 | 0 | 0 | 0 | 18.9033 | 81.0967 | 81.0967 | 100 | 0
2744 | HI | Tesoro Hawaii | 10093 | Hawaiian Electric Co Inc | 19547 | PAR Petroleum | 58553 | Hawaii Miscellaneous | NA | HICC | HIOA | HICC Oahu |  | 15 | 003 | Honolulu | 21.3032 | -158.0914 | 0 |  | WO | OIL |  | 0.83388 | 20 | 0 |  | Yes | 786104 | 0.634 | 0.45821 |  | 761005.87 | 329343.5349 | 761005.87 | 329343.535 | 146095 | 63226 | 268.585 | 116.236 | 137.94 | 64874.142 | 47968.273 | 6431.612 | 66374.709 | -- | 3.677 | 3.677 | 1.888 | 888.109 | 0.328 | 0.044 | 908.651 | -- | 0.706 | 0.706 | 0.363 | 170.496 | -- | 3.677 | 3.677 | 1.888 | 888.106 | 0.328 | 0.044 | -- | 586.163 | 253.675 | 301.043 | 141582.247 | 104686.639 | 14036.442 | -- | 1660830 | 718764 | 1660830 | 718764 | EIA | EIA | EIA | EIA | EIA | EIA | n/a | EIA | EIA | 5208.9631 | 0 | 146095.462 | 0 | 0 | 0 | 0 | 0 | 0 | 0 | 0 | 0 | 146095.462 | 0 | 0 | 146095.462 | 0 | 0 | 100 | 0 | 0 | 0 | 0 | 0 | 0 | 0 | 0 | 0 | 100 | 0 | 0 | 100 | 0
9687 | WY | Rock River I LLC | 55740 | PacifiCorp | 14354 | MHI Wind Power | 58772 | PacifiCorp - East | PACE | WECC | NWPP | WECC Northwest |  | 56 | 007 | Carbon | 41.7172 | -106.1077 | 0 |  | WND | WIND |  | 0.333 | 50 | [9 empty] | 1346534 | 354500 | 145855 | 38399 |  |  |  | 0 | 0 | 0 | 0 | -- |  |  |  | 0 | 0 | 0 | 0 | -- |  |  |  |  | -- | [6 empty] | -- |  |  |  | 0 | 0 | 0 | -- | 0 | 0 | 1346534 | 354500 |  |  |  | EIA | EIA | EIA | n/a | EIA | EIA |  | 0 | 0 | 0 | 0 | 0 | 0 | 145855 | 0 | 0 | 0 | 0 | 0 | 145855 | 145855 | 0 | 145855 | 0 | 0 | 0 | 0 | 0 | 0 | 100 | 0 | 0 | 0 | 0 | 0 | 100 | 100 | 0 | 100
7950 | PA | North Allegheny Windpower Project | 56651 | Pennsylvania Electric Co | 14711 | Duke Energy DEGS North Allegheny | 56385 | PJM Interconnection, LLC | PJM | RFC | RFCE | RFC East | PJM | 42 | 013 | Blair | 40.4381 | -78.5436 | 0 |  | WND | WIND |  | 0.23751 | 70 | [9 empty] | 1344575 | 324652 | 145643 | 35166 |  |  |  | 0 | 0 | 0 | 0 | -- |  |  |  | 0 | 0 | 0 | 0 | -- |  |  |  |  | -- | [6 empty] | -- |  |  |  | 0 | 0 | 0 | -- | 0 | 0 | 1344575 | 324652 |  |  |  | EIA | EIA | EIA | n/a | EIA | EIA |  | 0 | 0 | 0 | 0 | 0 | 0 | 145643 | 0 | 0 | 0 | 0 | 0 | 145643 | 145643 | 0 | 145643 | 0 | 0 | 0 | 0 | 0 | 0 | 100 | 0 | 0 | 0 | 0 | 0 | 100 | 100 | 0 | 100
6721 | NM | Reeves Generating Station | 2450 | Public Service Co of NM | 15473 | Public Service Co of NM | 15473 | Public Service Company of New Mexico | PNM | WECC | AZNM | WECC Southwest |  | 35 | 001 | Bernalillo | 35.171 | -106.6019 | 3 | 3 | NG | GAS |  | 0.10794 | 154 | 1 | [6 empty] | 1906375.84 | 1215376.182 | 1906375.84 | 1215376.182 | 145621 | 94350 | 224.989 | 142.417 | 0.572 | 113291.256 | 4207.255 | 420.725 | 113400.645 | -- | 3.09 | 3.019 | 0.008 | 1555.974 | 0.029 | 0.003 | 1557.477 | -- | 0.236 | 0.234 | 0.001 | 118.855 | -- | 3.09 | 3.019 | 0.008 | 1555.974 | 0.029 | 0.003 | -- | 224.989 | 142.417 | 0.572 | 113291.256 | 4207.255 | 420.725 | -- | 1906375.84 | 1215376.182 | 1906375.84 | 1215376.182 | EPA/CAMD | EPA/CAMD | EPA/CAMD | EPA/CAMD | EIA | EIA | n/a | EPA/CAMD | EPA/CAMD | 13091.3525 | 0 | 0 | 145621 | 0 | 0 | 0 | 0 | 0 | 0 | 0 | 0 | 145621 | 0 | 0 | 145621 | 0 | 0 | 0 | 100 | 0 | 0 | 0 | 0 | 0 | 0 | 0 | 0 | 100 | 0 | 0 | 100 | 0
4687 | MI | Stoney Corners Wind Farm | 57131 | Wolverine Power Supply Coop | 20910 | Heritage Stoney Corners Wind Farm I LLC | 56437 | Midcontinent Independent Transmission System Operator, Inc.. | MISO | RFC | RFCM | RFC Michigan | MISO | 26 | 113 | Missaukee | 44.19 | -85.2983 | 0 |  | WND | WIND |  | 0.27675 | 60 | [9 empty] | 1342877 | 450928 | 145459 | 48844 |  |  |  | 0 | 0 | 0 | 0 | -- |  |  |  | 0 | 0 | 0 | 0 | -- |  |  |  |  | -- | [6 empty] | -- |  |  |  | 0 | 0 | 0 | -- | 0 | 0 | 1342877 | 450928 |  |  |  | EIA | EIA | EIA | n/a | EIA | EIA |  | 0 | 0 | 0 | 0 | 0 | 0 | 145459 | 0 | 0 | 0 | 0 | 0 | 145459 | 145459 | 0 | 145459 | 0 | 0 | 0 | 0 | 0 | 0 | 100 | 0 | 0 | 0 | 0 | 0 | 100 | 100 | 0 | 100
3019 | ID | Anderson Ranch | 6395 | Bonneville Power Administration | 1738 | U S Bureau of Reclamation | 2518 | Bonneville Power Administration | BPAT | WECC | NWPP | WECC Northwest |  | 16 | 039 | Elmore | 43.3571 | -115.4515 | 0 |  | WAT | HYDRO |  | 0.41494 | 40 | [9 empty] | 1342278 | 654093 | 145394 | 70851 |  |  |  | 0 | 0 | 0 | 0 | -- |  |  |  | 0 | 0 | 0 | 0 | -- |  |  |  |  | -- | [6 empty] | -- |  |  |  | 0 | 0 | 0 | -- | 0 | 0 | 1342278 | 654093 |  |  |  | EIA | EIA | EIA | n/a | EIA | EIA |  | 0 | 0 | 0 | 0 | 145394 | 0 | 0 | 0 | 0 | 0 | 0 | 0 | 145394 | 0 | 0 | 145394 | 0 | 0 | 0 | 0 | 100 | 0 | 0 | 0 | 0 | 0 | 0 | 0 | 100 | 0 | 0 | 100
3634 | KS | Flat Ridge Wind Farm | 56819 | Westar Energy Inc | 22500 | Westar Energy Inc | 22500 | Southwest Power Pool | SWPP | SPP | SPNO | SPP North |  | 20 | 007 | Barber | 37.3692 | -98.4603 | 0 |  | WND | WIND |  | 0.33171 | 50 | [9 empty] | 1341297 | 437402 | 145288 | 47379 |  |  |  | 0 | 0 | 0 | 0 | -- |  |  |  | 0 | 0 | 0 | 0 | -- |  |  |  |  | -- | [6 empty] | -- |  |  |  | 0 | 0 | 0 | -- | 0 | 0 | 1341297 | 437402 |  |  |  | EIA | EIA | EIA | n/a | EIA | EIA |  | 0 | 0 | 0 | 0 | 0 | 0 | 145288 | 0 | 0 | 0 | 0 | 0 | 145288 | 145288 | 0 | 145288 | 0 | 0 | 0 | 0 | 0 | 0 | 100 | 0 | 0 | 0 | 0 | 0 | 100 | 100 | 0 | 100
6791 | NV | Galena 3 Geothermal Power Plant | 56541 | Sierra Pacific Power Co | 17166 | Ormat Nevada Inc | 34691 | Nevada Power Company | NEVP | WECC | NWPP | WECC Northwest |  | 32 | 031 | Washoe | 39.3887 | -119.7489 | 0 |  | GEO | GEOTHERMAL |  | 0.55097 | 30 | [9 empty] | 1336756 | 473167 | 144796 | 51253 | 0 | 0 | 0 | 0 | 0 | 0 | 0 | -- | 0 | 0 | 0 | 0 | 0 | 0 | 0 | -- |  |  |  |  | -- | [6 empty] | -- | 0 | 0 | 0 | 0 | 0 | 0 | -- | 0 | 0 | 1336756 | 473167 | EIA | EIA | EIA | EIA | EIA | EIA | n/a | EIA | EIA |  | 0 | 0 | 0 | 0 | 0 | 0 | 0 | 0 | 144796 | 0 | 0 | 0 | 144796 | 144796 | 0 | 144796 | 0 | 0 | 0 | 0 | 0 | 0 | 0 | 0 | 100 | 0 | 0 | 0 | 100 | 100 | 0 | 100
4490 | MI | Beebe 1B | 58908 | Michigan Electric Transmission Company | 56163 | Beebe 1B Renewable Energy, LLC | 58785 | Midcontinent Independent Transmission System Operator, Inc.. | MISO | RFC | RFCM | RFC Michigan | MISO | 26 | 057 | Gratiot | 43.2569 | -84.4997 | 0 |  | WND | WIND |  | 0.32788 | 50.4 | [9 empty] | 1336416 | 405728 | 144759 | 43948 |  |  |  | 0 | 0 | 0 | 0 | -- |  |  |  | 0 | 0 | 0 | 0 | -- |  |  |  |  | -- | [6 empty] | -- |  |  |  | 0 | 0 | 0 | -- | 0 | 0 | 1336416 | 405728 |  |  |  | EIA | EIA | EIA | n/a | EIA | EIA |  | 0 | 0 | 0 | 0 | 0 | 0 | 144759 | 0 | 0 | 0 | 0 | 0 | 144759 | 144759 | 0 | 144759 | 0 | 0 | 0 | 0 | 0 | 0 | 100 | 0 | 0 | 0 | 0 | 0 | 100 | 100 | 0 | 100
4711 | MI | Viking Energy of McBain | 50770 | Consumers Energy Co | 4254 | Viking Energy Corp | 19781 | Midcontinent Independent Transmission System Operator, Inc.. | MISO | RFC | RFCM | RFC Michigan | MISO | 26 | 113 | Missaukee | 44.204 | -85.2206 | 1 | 1 | WDS | BIOMASS |  | 0.91779 | 18 | 0 | Yes | [5 empty] | 1615070.4 | 613375.3 | 1615070.4 | 613375.3 | 144717 | 56899 | 185.733 | 70.538 | 379.381 | 31762.013 | 113669.575 | 14918.859 | 35267.967 | -- | 2.567 | 2.479 | 5.243 | 438.953 | 0.785 | 0.103 | 487.406 | -- | 0.23 | 0.23 | 0.47 | 39.332 | -- | 2.567 | 2.479 | 5.243 | 438.953 | 0.785 | 0.103 | -- | 185.733 | 70.538 | 379.381 | 163943.205 | 113669.575 | 14918.859 | -- | 1615070.4 | 613375.3 | 1615070.4 | 613375.3 | EIA | EIA | EIA | EIA | EIA | EIA | n/a | EIA | EIA | 11160.1984 | 0 | 0 | 354.172 | 0 | 0 | 114498.24 | 0 | 0 | 0 | 29864.585 | 0 | 30218.757 | 114498.24 | 114498.24 | 144716.997 | 0 | 0 | 0 | 0.24473 | 0 | 0 | 79.1187 | 0 | 0 | 0 | 20.6365 | 0 | 20.8813 | 79.1187 | 79.1187 | 100 | 0
975 | CA | Grayson Power Plant | 377 | Los Angeles Department of Water & Power | 11208 | City of Glendale - (CA) | 7294 | Los Angeles Department of Water and Power | LDWP | WECC | CAMX | WECC California |  | 06 | 037 | Los Angeles | 34.1556 | -118.2782 | 7 | 2 | NG | GAS |  | 0.04666 | 353.9 | 1 | Yes | [5 empty] | 1726798.248 | 558022.905 | 1726798.248 | 558022.905 | 144647 | 56324 | 2.66 | 0 | 0 | 82403.704 | 2712.841 | 271.284 | 82474.238 | -- | 0.037 | 0 | 0 | 1139.377 | 0.019 | 0.002 | 1140.352 | -- | 0.003 | 0 | 0 | 95.441 | -- | 0.037 | 0 | 0 | 1139.377 | 0.019 | 0.002 | -- | 25.328 | 7.807 | 2.086 | 133266.591 | 4575.953 | 457.595 | -- | 1726798.248 | 558022.905 | 1726798.248 | 558022.905 | EPA/CAMD | EPA/CAMD | EPA/CAMD | EPA/CAMD | EIA | EIA | n/a | EPA/CAMD | EPA/CAMD | 11938.0163 | 0 | 0 | 91094.847 | 0 | 0 | 53552.153 | 0 | 0 | 0 | 0 | 0 | 91094.847 | 53552.153 | 53552.153 | 144647 | 0 | 0 | 0 | 62.9773 | 0 | 0 | 37.0227 | 0 | 0 | 0 | 0 | 0 | 62.9773 | 37.0227 | 37.0227 | 100 | 0
9404 | WI | Butler Ridge | 56647 | American Transmission Co | 659 | Butler Ridge Wind Energy Center | 56484 | Midcontinent Independent Transmission System Operator, Inc.. | MISO | MRO | MROE | MRO East | MISO | 55 | 027 | Dodge | 43.4003 | -88.4811 | 0 |  | WND | WIND |  | 0.30573 | 54 | [9 empty] | 1335167 | 427090 | 144624 | 46262 |  |  |  | 0 | 0 | 0 | 0 | -- |  |  |  | 0 | 0 | 0 | 0 | -- |  |  |  |  | -- | [6 empty] | -- |  |  |  | 0 | 0 | 0 | -- | 0 | 0 | 1335167 | 427090 |  |  |  | EIA | EIA | EIA | n/a | EIA | EIA |  | 0 | 0 | 0 | 0 | 0 | 0 | 144624 | 0 | 0 | 0 | 0 | 0 | 144624 | 144624 | 0 | 144624 | 0 | 0 | 0 | 0 | 0 | 0 | 100 | 0 | 0 | 0 | 0 | 0 | 100 | 100 | 0 | 100
4710 | MI | Viking Energy of Lincoln | 50772 | ITC Transmission | 56068 | Viking Energy Corp | 19781 | Midcontinent Independent Transmission System Operator, Inc.. | MISO | RFC | RFCM | RFC Michigan | MISO | 26 | 001 | Alcona | 44.68 | -83.4167 | 1 | 1 | WDS | BIOMASS |  | 0.91453 | 18 | 0 | Yes | Yes | 0 |  | 1 |  | 1725767 | 721576 | 1725767 | 721576 | 144203 | 60421 |  |  | 345.063 | 28423.001 | 121715.548 | 15975.132 | 32177.159 | -- |  |  | 4.786 | 394.208 | 0.844 | 0.111 | 446.276 | -- |  |  | 0.4 | 32.94 | -- |  |  | 4.786 | 394.208 | 0.844 | 0.111 | -- |  |  | 345.063 | 175830.401 | 121715.548 | 15975.132 | -- | 1725767 | 721576 | 1725767 | 721576 |  |  | EIA | EIA | EIA | EIA | n/a | EIA | EIA | 11967.6224 | 0 | 0 | 41.284 | 0 | 0 | 119125.34 | 0 | 0 | 0 | 25036.372 | 0 | 25077.656 | 119125.34 | 119125.34 | 144202.996 | 0 | 0 | 0 | 0.028629 | 0 | 0 | 82.6095 | 0 | 0 | 0 | 17.3619 | 0 | 17.3905 | 82.6095 | 82.6095 | 100 | 0
7449 | OH | Richland Peaking Station | 2880 | American Transmission Systems Inc | 56162 | Richland-Stryker Generation LLC | 57359 | PJM Interconnection, LLC | PJM | RFC | RFCW | RFC West | PJM | 39 | 039 | Defiance | 41.3052 | -84.3346 | 0 |  | NG | GAS |  | 0.03656 | 450 | 1 | [6 empty] | 1819561.898 | 1289904.97 | 1819561.898 | 1289904.97 | 144105.999 | 102888 | 74.43 | 52.341 | 0.546 | 108134.056 | 4343.8 | 435.121 | 108247.11 | -- | 1.033 | 1.017 | 0.008 | 1500.757 | 0.03 | 0.003 | 1502.326 | -- | 0.082 | 0.081 | 0.001 | 118.857 | -- | 1.033 | 1.017 | 0.008 | 1500.757 | 0.03 | 0.003 | -- | 74.43 | 52.341 | 0.546 | 108134.056 | 4343.8 | 435.121 | -- | 1819561.898 | 1289904.97 | 1819561.898 | 1289904.97 | EPA/CAMD | EPA/CAMD | EPA/CAMD | EPA/CAMD | EIA | EIA | n/a | EPA/CAMD | EPA/CAMD | 12626.552 | 0 | 80.21 | 144025.79 | 0 | 0 | 0 | 0 | 0 | 0 | 0 | 0 | 144106 | 0 | 0 | 144106 | 0 | 0 | 0.05566 | 99.9443 | 0 | 0 | 0 | 0 | 0 | 0 | 0 | 0 | 100 | 0 | 0 | 100 | 0
6241 | NE | Jeffrey | 2227 | Nebraska Public Power District | 13337 | Central Nebraska Pub P&I Dist | 3271 | Southwest Power Pool | SWPP | MRO | MROW | MRO West |  | 31 | 111 | Lincoln | 40.9594 | -100.3979 | 0 |  | WAT | HYDRO |  | 0.76044 | 21.6 | [9 empty] | 1328373 | 592334 | 143888 | 64161 |  |  |  | 0 | 0 | 0 | 0 | -- |  |  |  | 0 | 0 | 0 | 0 | -- |  |  |  |  | -- | [6 empty] | -- |  |  |  | 0 | 0 | 0 | -- | 0 | 0 | 1328373 | 592334 |  |  |  | EIA | EIA | EIA | n/a | EIA | EIA |  | 0 | 0 | 0 | 0 | 143888 | 0 | 0 | 0 | 0 | 0 | 0 | 0 | 143888 | 0 | 0 | 143888 | 0 | 0 | 0 | 0 | 100 | 0 | 0 | 0 | 0 | 0 | 0 | 0 | 100 | 0 | 0 | 100
6704 | NM | Macho Springs | 59010 | El Paso Electric Co | 5701 | Southern Power Co | 17650 | El Paso Electric Company | EPE | WECC | AZNM | WECC Southwest |  | 35 | 029 | Luna | 32.57 | -107.48 | 0 |  | SUN | SOLAR |  | 0.31433 | 52.2 | [9 empty] | 1326943 | 641800 | 143733 | 69519 |  |  |  | 0 | 0 | 0 | 0 | -- |  |  |  | 0 | 0 | 0 | 0 | -- |  |  |  |  | -- | [6 empty] | -- |  |  |  | 0 | 0 | 0 | -- | 0 | 0 | 1326943 | 641800 |  |  |  | EIA | EIA | EIA | n/a | EIA | EIA |  | 0 | 0 | 0 | 0 | 0 | 0 | 0 | 143733 | 0 | 0 | 0 | 0 | 143733 | 143733 | 0 | 143733 | 0 | 0 | 0 | 0 | 0 | 0 | 0 | 100 | 0 | 0 | 0 | 0 | 100 | 100 | 0 | 100
9230 | VT | Wilder | 2353 | Green Mountain Power Corp | 7601 | TransCanada Hydro Northeast Inc., | 50048 | ISO New England Inc. | ISNE | NPCC | NEWE | NPCC New England | ISONE | 50 | 027 | Windsor | 43.6679 | -72.3036 | 0 |  | WAT | HYDRO |  | 0.45951 | 35.6 | [9 empty] | 1322965 | 333176 | 143302.001 | 36088.999 |  |  |  | 0 | 0 | 0 | 0 | -- |  |  |  | 0 | 0 | 0 | 0 | -- |  |  |  |  | -- | [6 empty] | -- |  |  |  | 0 | 0 | 0 | -- | 0 | 0 | 1322965 | 333176 |  |  |  | EIA | EIA | EIA | n/a | EIA | EIA |  | 0 | 0 | 0 | 0 | 143302 | 0 | 0 | 0 | 0 | 0 | 0 | 0 | 143302 | 0 | 0 | 143302 | 0 | 0 | 0 | 0 | 100 | 0 | 0 | 0 | 0 | 0 | 0 | 0 | 100 | 0 | 0 | 100
8331 | TX | Ameresco Dallas LLC | 58946 | Oncor Electric Delivery Company LLC | 44372 | Ameresco Dallas LLC | 58811 | Electric Reliability Council of Texas, Inc. | ERCO | TRE | ERCT | ERCOT All | ERCOT | 48 | 113 | Dallas | 32.6486 | -96.6444 | 0 |  | LFG | BIOMASS |  | 0.72108 | 4.2 | 0.13153 | Yes | [5 empty] | 289010.001 | 107420.001 | 289010.001 | 107420.001 | 26529.999 | 9861 | 155.009 | 57.614 | 4.842 | 0 | 0 | 0 | 0 | -- | 11.686 | 11.685 | 0.365 | 0 | 0 | 0 | 0 | -- | 1.073 | 1.073 | 0.034 | 0 | -- | 11.686 | 11.685 | 0.365 | 0 | 0 | 0 | -- | 163.188 | 60.654 | 6.504 | 18352.074 | 672.238 | 67.224 | -- | 289010.001 | 107420.001 | 289010.001 | 107420.001 | EIA | EIA | EIA | EIA | EIA | EIA | n/a | EIA | EIA | 10893.7053 | 0 | 0 | 0 | 0 | 0 | 26530 | 0 | 0 | 0 | 0 | 0 | 0 | 26530 | 26530 | 26530 | 0 | 0 | 0 | 0 | 0 | 0 | 100 | 0 | 0 | 0 | 0 | 0 | 0 | 100 | 100 | 100 | 0
7092 | NY | Minetto | 2586 | Niagara Mohawk Power Corp. | 13573 | Erie Boulevard Hydropower LP | 5914 | New York Independent System Operator | NYIS | NPCC | NYUP | NPCC Upstate NY | NYISO | 36 | 075 | Oswego | 43.4003 | -76.4739 | 0 |  | WAT | HYDRO |  | 0.30265 | 10 | [9 empty] | 244759 | 101167 | 26512 | 10958 |  |  |  | 0 | 0 | 0 | 0 | -- |  |  |  | 0 | 0 | 0 | 0 | -- |  |  |  |  | -- | [6 empty] | -- |  |  |  | 0 | 0 | 0 | -- | 0 | 0 | 244759 | 101167 |  |  |  | EIA | EIA | EIA | n/a | EIA | EIA |  | 0 | 0 | 0 | 0 | 26512 | 0 | 0 | 0 | 0 | 0 | 0 | 0 | 26512 | 0 | 0 | 26512 | 0 | 0 | 0 | 0 | 100 | 0 | 0 | 0 | 0 | 0 | 0 | 0 | 100 | 0 | 0 | 100
6331 | NH | Jericho Power | 59070 | Public Service Co of NH | 15472 | Jericho Power LLC | 58891 | ISO New England Inc. | ISNE | NPCC | NEWE | NPCC New England | ISONE | 33 | 007 | Coos | 44.4669 | -71.225 | 0 |  | WND | WIND |  | 0.21143 | 14.3 | [9 empty] | 244510 | 78393 | 26485 | 8491 |  |  |  | 0 | 0 | 0 | 0 | -- |  |  |  | 0 | 0 | 0 | 0 | -- |  |  |  |  | -- | [6 empty] | -- |  |  |  | 0 | 0 | 0 | -- | 0 | 0 | 244510 | 78393 |  |  |  | EIA | EIA | EIA | n/a | EIA | EIA |  | 0 | 0 | 0 | 0 | 0 | 0 | 26485 | 0 | 0 | 0 | 0 | 0 | 26485 | 26485 | 0 | 26485 | 0 | 0 | 0 | 0 | 0 | 0 | 100 | 0 | 0 | 0 | 0 | 0 | 100 | 100 | 0 | 100
721 | CA | Columbia 3 | 58502 | Southern California Edison Co | 17609 | X-Elio North America Inc | 57354 | California Independent System Operator | CISO | WECC | CAMX | WECC California | CAISO | 06 | 029 | Kern | 35.0247 | -118.1642 | 0 |  | SUN | SOLAR |  | 0.30194 | 10 | [9 empty] | 244187 | 129907 | 26450 | 14071 |  |  |  | 0 | 0 | 0 | 0 | -- |  |  |  | 0 | 0 | 0 | 0 | -- |  |  |  |  | -- | [6 empty] | -- |  |  |  | 0 | 0 | 0 | -- | 0 | 0 | 244187 | 129907 |  |  |  | EIA | EIA | EIA | n/a | EIA | EIA |  | 0 | 0 | 0 | 0 | 0 | 0 | 0 | 26450 | 0 | 0 | 0 | 0 | 26450 | 26450 | 0 | 26450 | 0 | 0 | 0 | 0 | 0 | 0 | 0 | 100 | 0 | 0 | 0 | 0 | 100 | 100 | 0 | 100
6360 | NH | Turnkey Landfill Gas Recovery | 54663 | Public Service Co of NH | 15472 | WM Renewable Energy LLC | 54842 | ISO New England Inc. | ISNE | NPCC | NEWE | NPCC New England | ISONE | 33 | 017 | Strafford | 43.2416 | -70.9664 | 0 |  | LFG | BIOMASS |  | 0.32646 | 9.2 | 0.78923 | Yes | [5 empty] | 475879 | 196360 | 475879 | 196360 | 26310 | 10856 | 83.005 | 34.251 | 7.974 | 0 | 0 | 0 | 0 | -- | 6.31 | 6.31 | 0.606 | 0 | 0 | 0 | 0 | -- | 0.349 | 0.349 | 0.034 | 0 | -- | 6.31 | 6.31 | 0.606 | 0 | 0 | 0 | -- | 96.472 | 39.808 | 10.71 | 30218.216 | 1106.896 | 110.69 | -- | 475879 | 196360 | 475879 | 196360 | EIA | EIA | EIA | EIA | EIA | EIA | n/a | EIA | EIA | 18087.3812 | 0 | 0 | 0 | 0 | 0 | 26310 | 0 | 0 | 0 | 0 | 0 | 0 | 26310 | 26310 | 26310 | 0 | 0 | 0 | 0 | 0 | 0 | 100 | 0 | 0 | 0 | 0 | 0 | 0 | 100 | 100 | 100 | 0
3150 | ID | Tamarack Energy Partnership | 50099 | Idaho Power Co | 9191 | Tamarack Energy Partners | 18461 | Idaho Power Company | IPCO | WECC | NWPP | WECC Northwest |  | 16 | 003 | Adams | 44.9549 | -116.3871 | 0 |  | WDS | BIOMASS |  | 0.48435 | 6.2 | 0.52608 | Yes | Yes | 354147.2 | 0.254 | 0.25263 |  | 148016.3567 | 67276.2579 | 148016.357 | 67276.258 | 26306 | 12855 | 17.414 | 7.915 | 1.85 | 0 | 10442.255 | 1370.546 | 322.078 | -- | 1.324 | 1.231 | 0.141 | 0 | 0.397 | 0.052 | 24.487 | -- | 0.235 | 0.235 | 0.025 | 0 | -- | 1.324 | 1.231 | 0.141 | 0 | 0.397 | 0.052 | -- | 68.93 | 31.33 | 7.324 | 60580.685 | 41334.415 | 5425.142 | -- | 585905 | 266305 | 585905 | 266305 | EIA | EIA | EIA | EIA | EIA | EIA | n/a | EIA | EIA | 5626.7147 | 0 | 0 | 0 | 0 | 0 | 26306 | 0 | 0 | 0 | 0 | 0 | 0 | 26306 | 26306 | 26306 | 0 | 0 | 0 | 0 | 0 | 0 | 100 | 0 | 0 | 0 | 0 | 0 | 0 | 100 | 100 | 100 | 0
3034 | ID | Bypass | 50895 | Idaho Power Co | 9191 | Enel Green Power NA, Inc. | 59380 | Idaho Power Company | IPCO | WECC | NWPP | WECC Northwest |  | 16 | 053 | Jerome | 42.5609 | -114.0575 | 0 |  | WAT | HYDRO |  | 0.30283 | 9.9 | [9 empty] | 242460.999 | 118151.001 | 26262.999 | 12798 |  |  |  | 0 | 0 | 0 | 0 | -- |  |  |  | 0 | 0 | 0 | 0 | -- |  |  |  |  | -- | [6 empty] | -- |  |  |  | 0 | 0 | 0 | -- | 0 | 0 | 242460.999 | 118151.001 |  |  |  | EIA | EIA | EIA | n/a | EIA | EIA |  | 0 | 0 | 0 | 0 | 26263 | 0 | 0 | 0 | 0 | 0 | 0 | 0 | 26263 | 0 | 0 | 26263 | 0 | 0 | 0 | 0 | 100 | 0 | 0 | 0 | 0 | 0 | 0 | 0 | 100 | 0 | 0 | 100
6313 | NH | Dodge Falls Associates | 10526 | Green Mountain Power Corp | 7601 | Dodge Falls Associates LP | 5226 | ISO New England Inc. | ISNE | NPCC | NEWE | NPCC New England | ISONE | 33 | 009 | Grafton | 44.2081 | -72.0581 | 0 |  | WAT | HYDRO |  | 0.59916 | 5 | [9 empty] | 242276 | 62918 | 26243 | 6815 |  |  |  | 0 | 0 | 0 | 0 | -- |  |  |  | 0 | 0 | 0 | 0 | -- |  |  |  |  | -- | [6 empty] | -- |  |  |  | 0 | 0 | 0 | -- | 0 | 0 | 242276 | 62918 |  |  |  | EIA | EIA | EIA | n/a | EIA | EIA |  | 0 | 0 | 0 | 0 | 26243 | 0 | 0 | 0 | 0 | 0 | 0 | 0 | 26243 | 0 | 0 | 26243 | 0 | 0 | 0 | 0 | 100 | 0 | 0 | 0 | 0 | 0 | 0 | 0 | 100 | 0 | 0 | 100
9331 | WA | Quincy Chute | 917 | PUD No 2 of Grant County | 14624 | PUD No 2 of Grant County | 14624 | Public Utility District No. 2 of Grant County, Washington | GCPD | WECC | NWPP | WECC Northwest |  | 53 | 025 | Grant | 46.9825 | -119.2578 | 0 |  | WAT | HYDRO |  | 0.3186 | 9.4 | [9 empty] | 242201 | 95035 | 26235 | 10294 |  |  |  | 0 | 0 | 0 | 0 | -- |  |  |  | 0 | 0 | 0 | 0 | -- |  |  |  |  | -- | [6 empty] | -- |  |  |  | 0 | 0 | 0 | -- | 0 | 0 | 242201 | 95035 |  |  |  | EIA | EIA | EIA | n/a | EIA | EIA |  | 0 | 0 | 0 | 0 | 26235 | 0 | 0 | 0 | 0 | 0 | 0 | 0 | 26235 | 0 | 0 | 26235 | 0 | 0 | 0 | 0 | 100 | 0 | 0 | 0 | 0 | 0 | 0 | 0 | 100 | 0 | 0 | 100
3080 | ID | ID Solar | 60445 | Idaho Power Co | 9191 | Cypress Creek Renewables | 61060 | Idaho Power Company | IPCO | WECC | NWPP | WECC Northwest |  | 16 | 001 | Ada | 43.444 | -116.333 | 0 |  | SUN | SOLAR |  | 0.07483 | 40 | [9 empty] | 242053 | 131620 | 26219 | 14257 |  |  |  | 0 | 0 | 0 | 0 | -- |  |  |  | 0 | 0 | 0 | 0 | -- |  |  |  |  | -- | [6 empty] | -- |  |  |  | 0 | 0 | 0 | -- | 0 | 0 | 242053 | 131620 |  |  |  | EIA | EIA | EIA | n/a | EIA | EIA |  | 0 | 0 | 0 | 0 | 0 | 0 | 0 | 26219 | 0 | 0 | 0 | 0 | 26219 | 26219 | 0 | 26219 | 0 | 0 | 0 | 0 | 0 | 0 | 0 | 100 | 0 | 0 | 0 | 0 | 100 | 100 | 0 | 100
3243 | IL | Five Oaks Gas Recovery | 56529 | Ameren Illinois Company | 56697 | WM Renewable Energy LLC | 54842 | Midcontinent Independent Transmission System Operator, Inc.. | MISO | SERC | SRMW | SERC Midwest | MISO | 17 | 021 | Christian | 39.5678 | -89.3683 | 0 |  | LFG | BIOMASS |  | 0.93368 | 3.2 | 0 | Yes | [5 empty] | 311946 | 125132 | 311946 | 125132 | 26173 | 10499 | 196.4 | 78.783 | 5.226 | 0 | 0 | 0 | 0 | -- | 15.008 | 15.008 | 0.399 | 0 | 0 | 0 | 0 | -- | 1.259 | 1.259 | 0.034 | 0 | -- | 15.008 | 15.008 | 0.399 | 0 | 0 | 0 | -- | 205.228 | 82.324 | 7.02 | 19808.504 | 725.587 | 72.559 | -- | 311946 | 125132 | 311946 | 125132 | EIA | EIA | EIA | EIA | EIA | EIA | n/a | EIA | EIA | 11918.6184 | 0 | 0 | 0 | 0 | 0 | 26173 | 0 | 0 | 0 | 0 | 0 | 0 | 26173 | 26173 | 26173 | 0 | 0 | 0 | 0 | 0 | 0 | 100 | 0 | 0 | 0 | 0 | 0 | 0 | 100 | 100 | 100 | 0
4538 | MI | Eagle Valley (MI) | 57405 | DTE Electric Company | 5109 | WM Renewable Energy LLC | 54842 | Midcontinent Independent Transmission System Operator, Inc.. | MISO | RFC | RFCM | RFC Michigan | MISO | 26 | 125 | Oakland | 42.7225 | -83.2631 | 0 |  | LFG | BIOMASS |  | 0.93325 | 3.2 | 0 | Yes | [5 empty] | 285367 | 120150 | 285367 | 120150 | 26161 | 11015 | 190.096 | 80.038 | 4.779 | 0 | 0 | 0 | 0 | -- | 14.533 | 14.533 | 0.365 | 0 | 0 | 0 | 0 | -- | 1.332 | 1.332 | 0.033 | 0 | -- | 14.533 | 14.533 | 0.365 | 0 | 0 | 0 | -- | 198.172 | 83.438 | 6.42 | 18120.744 | 663.764 | 66.376 | -- | 285367 | 120150 | 285367 | 120150 | EIA | EIA | EIA | EIA | EIA | EIA | n/a | EIA | EIA | 10908.1075 | 0 | 0 | 0 | 0 | 0 | 26161 | 0 | 0 | 0 | 0 | 0 | 0 | 26161 | 26161 | 26161 | 0 | 0 | 0 | 0 | 0 | 0 | 100 | 0 | 0 | 0 | 0 | 0 | 0 | 100 | 100 | 100 | 0
403 | AZ | Prescott Solar Plant | 58147 | Arizona Public Service Co | 803 | SunE AZ1, LLC | 58108 | Arizona Public Service Company | AZPS | WECC | AZNM | WECC Southwest |  | 04 | 025 | Yavapai | 34.6494 | -112.4275 | 0 |  | SUN | SOLAR |  | 0.27632 | 10.8 | [9 empty] | 241342 | 119005 | 26142 | 12891 |  |  |  | 0 | 0 | 0 | 0 | -- |  |  |  | 0 | 0 | 0 | 0 | -- |  |  |  |  | -- | [6 empty] | -- |  |  |  | 0 | 0 | 0 | -- | 0 | 0 | 241342 | 119005 |  |  |  | EIA | EIA | EIA | n/a | EIA | EIA |  | 0 | 0 | 0 | 0 | 0 | 0 | 0 | 26142 | 0 | 0 | 0 | 0 | 26142 | 26142 | 0 | 26142 | 0 | 0 | 0 | 0 | 0 | 0 | 0 | 100 | 0 | 0 | 0 | 0 | 100 | 100 | 0 | 100
637 | CA | CalPeak Power - Panoche | 55508 | Pacific Gas & Electric Co | 14328 | Wellhead Services Inc | 20323 | California Independent System Operator | CISO | WECC | CAMX | WECC California | CAISO | 06 | 019 | Fresno | 36.6535 | -120.5783 | 0 |  | NG | GAS |  | 0.02696 | 110.4 | 1 | [6 empty] | 198840.956 | 116173.103 | 198840.956 | 116173.103 | 26076 | 12234 | 1.029 | 0.614 | 0.06 | 11669.494 | 287.64 | 28.764 | 11676.973 | -- | 0.079 | 0.1 | 0.005 | 895.037 | 0.011 | 0.001 | 895.611 | -- | 0.01 | 0.011 | 0.001 | 117.375 | -- | 0.079 | 0.1 | 0.005 | 895.037 | 0.011 | 0.001 | -- | 1.029 | 0.614 | 0.06 | 11669.494 | 287.64 | 28.764 | -- | 198840.956 | 116173.103 | 198840.956 | 116173.103 | EPA/CAMD | EPA/CAMD | EPA/CAMD | EPA/CAMD | EIA | EIA | n/a | EPA/CAMD | EPA/CAMD | 7625.4393 | 0 | 0 | 26076 | 0 | 0 | 0 | 0 | 0 | 0 | 0 | 0 | 26076 | 0 | 0 | 26076 | 0 | 0 | 0 | 100 | 0 | 0 | 0 | 0 | 0 | 0 | 0 | 0 | 100 | 0 | 0 | 100 | 0
5934 | NC | Salem Energy Systems LLC | 54984 | Duke Energy Carolinas, LLC | 5416 | Salem Energy Systems LLC | 22331 | Duke Energy Carolinas | DUK | SERC | SRVC | SERC Virginia/Carolina |  | 37 | 067 | Forsyth | 36.1912 | -80.1835 | 0 |  | LFG | BIOMASS |  | 0.66149 | 4.5 | 0.23085 | Yes | Yes | 0 |  | 1 |  | 423035 | 157392 | 423035 | 157392 | 26076 | 9702 | 21.793 | 8.108 | 7.086 | 0 | 0 | 0 | 0 | -- | 1.672 | 1.671 | 0.543 | 0 | 0 | 0 | 0 | -- | 0.103 | 0.103 | 0.033 | 0 | -- | 1.672 | 1.671 | 0.543 | 0 | 0 | 0 | -- | 33.765 | 12.562 | 9.518 | 26862.634 | 983.98 | 98.398 | -- | 423035 | 157392 | 423035 | 157392 | EIA | EIA | EIA | EIA | EIA | EIA | n/a | EIA | EIA | 16223.1554 | 0 | 0 | 0 | 0 | 0 | 26076 | 0 | 0 | 0 | 0 | 0 | 0 | 26076 | 26076 | 26076 | 0 | 0 | 0 | 0 | 0 | 0 | 100 | 0 | 0 | 0 | 0 | 0 | 0 | 100 | 100 | 100 | 0
893 | CA | Feather River Energy Center | 55847 | Pacific Gas & Electric Co | 14328 | Calpine Corp-Yuba City | 2867 | California Independent System Operator | CISO | WECC | CAMX | WECC California | CAISO | 06 | 101 | Sutter | 39.1093 | -121.6093 | 0 |  | NG | GAS |  | 0.06329 | 47 | 1 | [6 empty] | 310348.615 | 187162.23 | 310348.615 | 187162.23 | 26059 | 12226 | 10.353 | 5.065 | 0.093 | 18445.699 | 686.278 | 68.628 | 18463.542 | -- | 0.795 | 0.829 | 0.007 | 1415.687 | 0.026 | 0.003 | 1417.057 | -- | 0.067 | 0.054 | 0.001 | 118.871 | -- | 0.795 | 0.829 | 0.007 | 1415.687 | 0.026 | 0.003 | -- | 10.353 | 5.065 | 0.093 | 18445.699 | 686.278 | 68.628 | -- | 310348.615 | 187162.23 | 310348.615 | 187162.23 | EPA/CAMD | EPA/CAMD | EPA/CAMD | EPA/CAMD | EIA | EIA | n/a | EPA/CAMD | EPA/CAMD | 11909.4599 | 0 | 0 | 26059 | 0 | 0 | 0 | 0 | 0 | 0 | 0 | 0 | 26059 | 0 | 0 | 26059 | 0 | 0 | 0 | 100 | 0 | 0 | 0 | 0 | 0 | 0 | 0 | 0 | 100 | 0 | 0 | 100 | 0
847 | CA | EDF Renewable Windfarm V Inc | 54453 | Pacific Gas & Electric Co | 14328 | EDF Renewable Asset Holdings, Inc. | 57170 | California Independent System Operator | CISO | WECC | CAMX | WECC California | CAISO | 06 | 095 | Solano | 38.1167 | -121.8333 | 0 |  | WND | WIND |  | 0.19177 | 15.5 | [9 empty] | 240393 | 174457 | 26039 | 18897 |  |  |  | 0 | 0 | 0 | 0 | -- |  |  |  | 0 | 0 | 0 | 0 | -- |  |  |  |  | -- | [6 empty] | -- |  |  |  | 0 | 0 | 0 | -- | 0 | 0 | 240393 | 174457 |  |  |  | EIA | EIA | EIA | n/a | EIA | EIA |  | 0 | 0 | 0 | 0 | 0 | 0 | 26039 | 0 | 0 | 0 | 0 | 0 | 26039 | 26039 | 0 | 26039 | 0 | 0 | 0 | 0 | 0 | 0 | 100 | 0 | 0 | 0 | 0 | 0 | 100 | 100 | 0 | 100
5109 | MN | Winton | 1902 | ALLETE, Inc. | 12647 | ALLETE, Inc. | 12647 | Midcontinent Independent Transmission System Operator, Inc.. | MISO | MRO | MROW | MRO West | MISO | 27 | 075 | Lake | 47.9344 | -91.7639 | 0 |  | WAT | HYDRO |  | 0.74272 | 4 | [9 empty] | 240263 | 99430 | 26025 | 10770 |  |  |  | 0 | 0 | 0 | 0 | -- |  |  |  | 0 | 0 | 0 | 0 | -- |  |  |  |  | -- | [6 empty] | -- |  |  |  | 0 | 0 | 0 | -- | 0 | 0 | 240263 | 99430 |  |  |  | EIA | EIA | EIA | n/a | EIA | EIA |  | 0 | 0 | 0 | 0 | 26025 | 0 | 0 | 0 | 0 | 0 | 0 | 0 | 26025 | 0 | 0 | 26025 | 0 | 0 | 0 | 0 | 100 | 0 | 0 | 0 | 0 | 0 | 0 | 0 | 100 | 0 | 0 | 100
4324 | MD | Millersville LFG | 58246 | Baltimore Gas & Electric Co | 1167 | LES Operations Services LLC | 58221 | PJM Interconnection, LLC | PJM | RFC | RFCE | RFC East | PJM | 24 | 003 | Anne Arundel | 39.0847 | -76.6764 | 0 |  | LFG | BIOMASS |  | 0.92794 | 3.2 | 0 | Yes | [5 empty] | 266149 | 122443 | 266149 | 122443 | 26012 | 11967 | 202.206 | 93.027 | 4.458 | 0 | 0 | 0 | 0 | -- | 15.547 | 15.547 | 0.343 | 0 | 0 | 0 | 0 | -- | 1.519 | 1.52 | 0.033 | 0 | -- | 15.547 | 15.547 | 0.343 | 0 | 0 | 0 | -- | 209.738 | 96.492 | 5.988 | 16900.406 | 619.063 | 61.906 | -- | 266149 | 122443 | 266149 | 122443 | EIA | EIA | EIA | EIA | EIA | EIA | n/a | EIA | EIA | 10231.7776 | 0 | 0 | 0 | 0 | 0 | 26012 | 0 | 0 | 0 | 0 | 0 | 0 | 26012 | 26012 | 26012 | 0 | 0 | 0 | 0 | 0 | 0 | 100 | 0 | 0 | 0 | 0 | 0 | 0 | 100 | 100 | 100 | 0
1113 | CA | Kingsburg Cogen Facility | 10405 | Pacific Gas & Electric Co | 14328 | KES Kingsburg LP | 10337 | California Independent System Operator | CISO | WECC | CAMX | WECC California | CAISO | 06 | 019 | Fresno | 36.5397 | -119.5794 | 1 |  | NG | GAS |  | 0.08191 | 36.2 | 1 |  | Yes | 4071.2 | 21.776 | 0.9667 |  | 266698.3669 | 237593.9571 | 266698.367 | 237593.957 | 25975 | 23175 | 1.734 | 1.431 | 0.08 | 15850.399 | 582.91 | 58.291 | 15865.555 | -- | 0.134 | 0.123 | 0.006 | 1220.435 | 0.022 | 0.002 | 1221.602 | -- | 0.013 | 0.012 | 0.001 | 118.864 | -- | 0.134 | 0.123 | 0.006 | 1220.435 | 0.022 | 0.002 | -- | 1.794 | 1.48 | 0.083 | 16396.323 | 602.987 | 60.299 | -- | 275884.066 | 245777.234 | 275884.066 | 245777.234 | EPA/CAMD | EPA/CAMD | EPA/CAMD | EPA/CAMD | EIA | EIA | n/a | EPA/CAMD | EPA/CAMD | 10267.5021 | 0 | 0 | 25975 | 0 | 0 | 0 | 0 | 0 | 0 | 0 | 0 | 25975 | 0 | 0 | 25975 | 0 | 0 | 0 | 100 | 0 | 0 | 0 | 0 | 0 | 0 | 0 | 0 | 100 | 0 | 0 | 100 | 0
3162 | ID | Wilson Lake Hydroelectric Project | 54306 | Idaho Power Co | 9191 | Hazelton/Wilson Joint Venture | 8365 | Idaho Power Company | IPCO | WECC | NWPP | WECC Northwest |  | 16 | 053 | Jerome | 42.6289 | -114.1747 | 0 |  | WAT | HYDRO |  | 0.35243 | 8.4 | [9 empty] | 239414 | 116666 | 25933 | 12637 |  |  |  | 0 | 0 | 0 | 0 | -- |  |  |  | 0 | 0 | 0 | 0 | -- |  |  |  |  | -- | [6 empty] | -- |  |  |  | 0 | 0 | 0 | -- | 0 | 0 | 239414 | 116666 |  |  |  | EIA | EIA | EIA | n/a | EIA | EIA |  | 0 | 0 | 0 | 0 | 25933 | 0 | 0 | 0 | 0 | 0 | 0 | 0 | 25933 | 0 | 0 | 25933 | 0 | 0 | 0 | 0 | 100 | 0 | 0 | 0 | 0 | 0 | 0 | 0 | 100 | 0 | 0 | 100
1009 | CA | Heber Solar | 58398 | Imperial Irrigation District | 9216 | Imperial Solar 1 LLC | 59475 | Imperial Irrigation District | IID | WECC | AZNM | WECC Southwest |  | 06 | 025 | Imperial | 32.7125 | -115.5406 | 0 |  | SUN | SOLAR |  | 0.27151 | 10.9 | [9 empty] | 239339 | 127328 | 25925 | 13792 |  |  |  | 0 | 0 | 0 | 0 | -- |  |  |  | 0 | 0 | 0 | 0 | -- |  |  |  |  | -- | [6 empty] | -- |  |  |  | 0 | 0 | 0 | -- | 0 | 0 | 239339 | 127328 |  |  |  | EIA | EIA | EIA | n/a | EIA | EIA |  | 0 | 0 | 0 | 0 | 0 | 0 | 0 | 25925 | 0 | 0 | 0 | 0 | 25925 | 25925 | 0 | 25925 | 0 | 0 | 0 | 0 | 0 | 0 | 0 | 100 | 0 | 0 | 0 | 0 | 100 | 100 | 0 | 100
4468 | ME | West Buxton | 1508 | Central Maine Power Co | 3266 | Brookfield White Pine Hydro LLC | 39006 | ISO New England Inc. | ISNE | NPCC | NEWE | NPCC New England | ISONE | 23 | 031 | York | 43.6669 | -70.6021 | 0 |  | WAT | HYDRO |  | 0.38426 | 7.7 | [9 empty] | 239283.001 | 87070.998 | 25919 | 9431.001 |  |  |  | 0 | 0 | 0 | 0 | -- |  |  |  | 0 | 0 | 0 | 0 | -- |  |  |  |  | -- | [6 empty] | -- |  |  |  | 0 | 0 | 0 | -- | 0 | 0 | 239283.001 | 87070.998 |  |  |  | EIA | EIA | EIA | n/a | EIA | EIA |  | 0 | 0 | 0 | 0 | 25919 | 0 | 0 | 0 | 0 | 0 | 0 | 0 | 25919 | 0 | 0 | 25919 | 0 | 0 | 0 | 0 | 100 | 0 | 0 | 0 | 0 | 0 | 0 | 0 | 100 | 0 | 0 | 100
2132 | CO | Upper Molina | 521 | WAPA-- Western Area Power Administration | 27000 | U S Bureau of Reclamation | 2518 | Western Area Power Administration - Rocky Mountain Region | WACM | WECC | RMPA | WECC Rockies |  | 08 | 077 | Mesa | 39.1438 | -108.0048 | 0 |  | WAT | HYDRO |  | 0.2988 | 9.9 | [9 empty] | 239229 | 107866 | 25913 | 11684 |  |  |  | 0 | 0 | 0 | 0 | -- |  |  |  | 0 | 0 | 0 | 0 | -- |  |  |  |  | -- | [6 empty] | -- |  |  |  | 0 | 0 | 0 | -- | 0 | 0 | 239229 | 107866 |  |  |  | EIA | EIA | EIA | n/a | EIA | EIA |  | 0 | 0 | 0 | 0 | 25913 | 0 | 0 | 0 | 0 | 0 | 0 | 0 | 25913 | 0 | 0 | 25913 | 0 | 0 | 0 | 0 | 100 | 0 | 0 | 0 | 0 | 0 | 0 | 0 | 100 | 0 | 0 | 100
3425 | IN | BioTown Ag | 59774 | Northern Indiana Pub Serv Co | 13756 | BioTown Ag | 59539 | Midcontinent Independent Transmission System Operator, Inc.. | MISO | RFC | RFCW | RFC West | MISO | 18 | 181 | White | 40.7656 | -86.8797 | 0 |  | OBG | BIOMASS |  | 0.49281 | 6 | 0.51199 | Yes | Yes | 19445.6 | 4.546 | 0.85839 |  | 266211.3084 | 111279.825 | 266211.308 | 111279.825 | 25902 | 10827 | 567.247 | 237.116 | 0.865 | 0.001 | 619.208 | 61.921 | 16.101 | -- | 43.8 | 43.801 | 0.067 | 0 | 0.024 | 0.002 | 1.243 | -- | 4.262 | 4.262 | 0.007 | 0 | -- | 43.8 | 43.801 | 0.067 | 0 | 0.024 | 0.002 | -- | 660.828 | 276.234 | 1.008 | 19693.128 | 721.361 | 72.136 | -- | 310129.002 | 129637.998 | 310129.002 | 129637.998 | EIA | EIA | EIA | EIA | EIA | EIA | n/a | EIA | EIA | 10277.6353 | 0 | 0 | 0 | 0 | 0 | 25902 | 0 | 0 | 0 | 0 | 0 | 0 | 25902 | 25902 | 25902 | 0 | 0 | 0 | 0 | 0 | 0 | 100 | 0 | 0 | 0 | 0 | 0 | 0 | 100 | 100 | 100 | 0
2328 | FL | Cutrale Citrus Juices USA I | 10020 | City of Leesburg - (FL) | 10868 | Cutrale Citrus Juices USA Inc | 4558 | Progress Energy Florida | FPC | FRCC | FRCC | FRCC All |  | 12 | 069 | Lake | 28.8118 | -81.8653 | 0 |  | NG | GAS |  | 0.25229 | 11.7 | 0.91285 |  | Yes | 0 |  | 1 |  | 385847 | 185511 | 385847 | 185511 | 25858 | 12432 | 59.822 | 28.762 | 0.616 | 22550.646 | 850.648 | 85.065 | 22572.763 | -- | 4.627 | 4.627 | 0.048 | 1744.191 | 0.033 | 0.003 | 1745.902 | -- | 0.31 | 0.31 | 0.003 | 116.889 | -- | 4.627 | 4.627 | 0.048 | 1744.191 | 0.033 | 0.003 | -- | 59.822 | 28.762 | 0.616 | 22550.646 | 850.648 | 85.065 | -- | 385847 | 185511 | 385847 | 185511 | EIA | EIA | EIA | EIA | EIA | EIA | n/a | EIA | EIA | 14921.765 | 0 | 0 | 25858 | 0 | 0 | 0 | 0 | 0 | 0 | 0 | 0 | 25858 | 0 | 0 | 25858 | 0 | 0 | 0 | 100 | 0 | 0 | 0 | 0 | 0 | 0 | 0 | 0 | 100 | 0 | 0 | 100 | 0
6015 | NC | Tennessee Creek | 2749 | Duke Energy Carolinas, LLC | 5416 | Duke Energy Carolinas, LLC | 5416 | Duke Energy Carolinas | DUK | SERC | SRVC | SERC Virginia/Carolina |  | 37 | 099 | Jackson | 35.2139 | -83.0028 | 0 |  | WAT | HYDRO |  | 0.27314 | 10.8 | [9 empty] | 238564 | 71334 | 25841 | 7727 |  |  |  | 0 | 0 | 0 | 0 | -- |  |  |  | 0 | 0 | 0 | 0 | -- |  |  |  |  | -- | [6 empty] | -- |  |  |  | 0 | 0 | 0 | -- | 0 | 0 | 238564 | 71334 |  |  |  | EIA | EIA | EIA | n/a | EIA | EIA |  | 0 | 0 | 0 | 0 | 25841 | 0 | 0 | 0 | 0 | 0 | 0 | 0 | 25841 | 0 | 0 | 25841 | 0 | 0 | 0 | 0 | 100 | 0 | 0 | 0 | 0 | 0 | 0 | 0 | 100 | 0 | 0 | 100
7897 | PA | Indiana University of Pennsylvania | 10129 | Pennsylvania Electric Co | 14711 | Indiana University of Penn | 9335 | PJM Interconnection, LLC | PJM | RFC | RFCE | RFC East | PJM | 42 | 063 | Indiana | 40.6144 | -79.1594 | 0 |  | NG | GAS |  | 0.12084 | 24.4 | 1 |  | Yes | 71476.8 | 1.233 | 0.62184 |  | 165380.495 | 78922.5267 | 165380.495 | 78922.527 | 25828 | 12325 | 221.372 | 106.203 | 1.042 | 9665.585 | 388.544 | 42.446 | 9676.244 | -- | 17.142 | 17.234 | 0.081 | 748.458 | 0.015 | 0.002 | 749.283 | -- | 2.677 | 2.691 | 0.013 | 116.889 | -- | 17.142 | 17.234 | 0.081 | 748.458 | 0.015 | 0.002 | -- | 355.996 | 170.788 | 1.676 | 15543.556 | 624.83 | 68.258 | -- | 265954 | 126918 | 265954 | 126918 | EIA | EIA | EIA | EIA | EIA | EIA | n/a | EIA | EIA | 6403.1476 | 0 | 847.985 | 24980.015 | 0 | 0 | 0 | 0 | 0 | 0 | 0 | 0 | 25828 | 0 | 0 | 25828 | 0 | 0 | 3.2832 | 96.7168 | 0 | 0 | 0 | 0 | 0 | 0 | 0 | 0 | 100 | 0 | 0 | 100 | 0
4611 | MI | Lennon Generating | 59436 | Consumers Energy Co | 4254 | North American Natural Res | 13559 | Midcontinent Independent Transmission System Operator, Inc.. | MISO | RFC | RFCM | RFC Michigan | MISO | 26 | 155 | Shiawassee | 42.9817 | -83.9794 | 0 |  | LFG | BIOMASS |  | 0.3071 | 9.6 | 0.8215 | Yes | [5 empty] | 304920 | 128382 | 304920 | 128382 | 25826 | 10874 | 212.435 | 89.443 | 5.107 | 0 | 0 | 0 | 0 | -- | 16.451 | 16.451 | 0.395 | 0 | 0 | 0 | 0 | -- | 1.393 | 1.393 | 0.033 | 0 | -- | 16.451 | 16.451 | 0.395 | 0 | 0 | 0 | -- | 221.064 | 93.076 | 6.86 | 19362.356 | 709.245 | 70.924 | -- | 304920 | 128382 | 304920 | 128382 | EIA | EIA | EIA | EIA | EIA | EIA | n/a | EIA | EIA | 11806.7064 | 0 | 0 | 0 | 0 | 0 | 25826 | 0 | 0 | 0 | 0 | 0 | 0 | 25826 | 25826 | 25826 | 0 | 0 | 0 | 0 | 0 | 0 | 100 | 0 | 0 | 0 | 0 | 0 | 0 | 100 | 100 | 100 | 0
4655 | MI | Peoples Generating Station | 54890 | Michigan Electric Transmission Company | 56163 | North American Natural Res | 13559 | Midcontinent Independent Transmission System Operator, Inc.. | MISO | RFC | RFCM | RFC Michigan | MISO | 26 | 145 | Saginaw | 43.2797 | -83.8651 | 0 |  | LFG | BIOMASS |  | 0.9213 | 3.2 | 0 | Yes | Yes | 0 |  | 1 |  | 168988 | 71150 | 168988 | 71150 | 25826 | 10874 | 117.732 | 49.569 | 2.83 | 0 | 0 | 0 | 0 | -- | 9.117 | 9.117 | 0.219 | 0 | 0 | 0 | 0 | -- | 1.393 | 1.393 | 0.033 | 0 | -- | 9.117 | 9.117 | 0.219 | 0 | 0 | 0 | -- | 122.514 | 51.583 | 3.802 | 10730.702 | 393.066 | 39.307 | -- | 168988 | 71150 | 168988 | 71150 | EIA | EIA | EIA | EIA | EIA | EIA | n/a | EIA | EIA | 6543.3284 | 0 | 0 | 0 | 0 | 0 | 25826 | 0 | 0 | 0 | 0 | 0 | 0 | 25826 | 25826 | 25826 | 0 | 0 | 0 | 0 | 0 | 0 | 100 | 0 | 0 | 0 | 0 | 0 | 0 | 100 | 100 | 100 | 0
4904 | MN | Lakota Ridge LLC | 55353 | Northern States Power Co - Minnesota | 13781 | Energy Operations Group LLC (MN) | 59182 | Midcontinent Independent Transmission System Operator, Inc.. | MISO | MRO | MROW | MRO West | MISO | 27 | 081 | Lincoln | 44.3996 | -96.4284 | 0 |  | WND | WIND |  | 0.26306 | 11.2 | [9 empty] | 238269 | 73287 | 25809 | 7938 |  |  |  | 0 | 0 | 0 | 0 | -- |  |  |  | 0 | 0 | 0 | 0 | -- |  |  |  |  | -- | [6 empty] | -- |  |  |  | 0 | 0 | 0 | -- | 0 | 0 | 238269 | 73287 |  |  |  | EIA | EIA | EIA | n/a | EIA | EIA |  | 0 | 0 | 0 | 0 | 0 | 0 | 25809 | 0 | 0 | 0 | 0 | 0 | 25809 | 25809 | 0 | 25809 | 0 | 0 | 0 | 0 | 0 | 0 | 100 | 0 | 0 | 0 | 0 | 0 | 100 | 100 | 0 | 100
9639 | WY | Beaver Creek Gas Plant | 55278 | High Plains Power Inc | 8566 | Devon Energy Production Co | 5199 | Western Area Power Administration - Rocky Mountain Region | WACM | WECC | RMPA | WECC Rockies |  | 56 | 013 | Fremont | 42.8475 | -108.3136 | 0 |  | NG | GAS |  | 0.49896 | 5.9 | 0.50174 |  | Yes | 197378.4 | 0.446 | 0.37287 |  | 157610.6005 | 61957.7077 | 157610.6 | 61957.708 | 25788 | 10137 | 24.483 | 9.624 | 0.252 | 9211.477 | 347.472 | 34.747 | 9220.511 | -- | 1.899 | 1.899 | 0.02 | 714.4 | 0.013 | 0.001 | 715.101 | -- | 0.311 | 0.311 | 0.003 | 116.889 | -- | 1.899 | 1.899 | 0.02 | 714.4 | 0.013 | 0.001 | -- | 65.662 | 25.812 | 0.676 | 24704.502 | 931.895 | 93.189 | -- | 422700 | 166166 | 422700 | 166166 | EIA | EIA | EIA | EIA | EIA | EIA | n/a | EIA | EIA | 6111.7807 | 0 | 0 | 25788 | 0 | 0 | 0 | 0 | 0 | 0 | 0 | 0 | 25788 | 0 | 0 | 25788 | 0 | 0 | 0 | 100 | 0 | 0 | 0 | 0 | 0 | 0 | 0 | 0 | 100 | 0 | 0 | 100 | 0
3066 | ID | Fossil Gulch | 56308 | Idaho Power Co | 9191 | Colorado & Santa Fe Energy Co | 54845 | Idaho Power Company | IPCO | WECC | NWPP | WECC Northwest |  | 16 | 047 | Gooding | 42.8581 | -114.9494 | 0 |  | WND | WIND |  | 0.28006 | 10.5 | [9 empty] | 237817 | 79543 | 25760 | 8616 |  |  |  | 0 | 0 | 0 | 0 | -- |  |  |  | 0 | 0 | 0 | 0 | -- |  |  |  |  | -- | [6 empty] | -- |  |  |  | 0 | 0 | 0 | -- | 0 | 0 | 237817 | 79543 |  |  |  | EIA | EIA | EIA | n/a | EIA | EIA |  | 0 | 0 | 0 | 0 | 0 | 0 | 25760 | 0 | 0 | 0 | 0 | 0 | 25760 | 25760 | 0 | 25760 | 0 | 0 | 0 | 0 | 0 | 0 | 100 | 0 | 0 | 0 | 0 | 0 | 100 | 100 | 0 | 100
7147 | NY | Oneida Herkimer | 57404 | Village of Boonville - (NY) | 1970 | WM Renewable Energy LLC | 54842 | New York Independent System Operator | NYIS | NPCC | NYUP | NPCC Upstate NY | NYISO | 36 | 065 | Oneida | 43.4622 | -75.4183 | 0 |  | LFG | BIOMASS |  | 0.9187 | 3.2 | 0 | Yes | [5 empty] | 265489 | 115829 | 265489 | 115829 | 25753 | 11236 | 186.127 | 81.204 | 4.447 | 0 | 0 | 0 | 0 | -- | 14.455 | 14.454 | 0.345 | 0 | 0 | 0 | 0 | -- | 1.402 | 1.402 | 0.034 | 0 | -- | 14.455 | 14.454 | 0.345 | 0 | 0 | 0 | -- | 193.64 | 84.482 | 5.974 | 16858.496 | 617.528 | 61.753 | -- | 265489 | 115829 | 265489 | 115829 | EIA | EIA | EIA | EIA | EIA | EIA | n/a | EIA | EIA | 10309.0514 | 0 | 0 | 0 | 0 | 0 | 25753 | 0 | 0 | 0 | 0 | 0 | 0 | 25753 | 25753 | 25753 | 0 | 0 | 0 | 0 | 0 | 0 | 100 | 0 | 0 | 0 | 0 | 0 | 0 | 100 | 100 | 100 | 0
8097 | SC | Buzzard Roost | 3254 | Duke Energy Carolinas, LLC | 5416 | South Carolina Public Service Authority | 17543 | Duke Energy Carolinas | DUK | SERC | SRVC | SERC Virginia/Carolina |  | 45 | 047 | Greenwood | 34.1697 | -81.9025 | 0 |  | WAT | HYDRO |  | 0.19598 | 15 | [9 empty] | 237743.001 | 62472.999 | 25752 | 6767.001 |  |  |  | 0 | 0 | 0 | 0 | -- |  |  |  | 0 | 0 | 0 | 0 | -- |  |  |  |  | -- | [6 empty] | -- |  |  |  | 0 | 0 | 0 | -- | 0 | 0 | 237743.001 | 62472.999 |  |  |  | EIA | EIA | EIA | n/a | EIA | EIA |  | 0 | 0 | 0 | 0 | 25752 | 0 | 0 | 0 | 0 | 0 | 0 | 0 | 25752 | 0 | 0 | 25752 | 0 | 0 | 0 | 0 | 100 | 0 | 0 | 0 | 0 | 0 | 0 | 0 | 100 | 0 | 0 | 100
8899 | UT | Granite Mountain Solar West, LLC | 59945 | PacifiCorp | 14354 | Dominion Renewable Energy | 58468 | PacifiCorp - East | PACE | WECC | NWPP | WECC Northwest |  | 49 | 021 | Iron | 37.7989 | -113.322 | 0 |  | SUN | SOLAR |  | 0.05827 | 50.4 | [9 empty] | 237511 | 86716 | 25727 | 9393 |  |  |  | 0 | 0 | 0 | 0 | -- |  |  |  | 0 | 0 | 0 | 0 | -- |  |  |  |  | -- | [6 empty] | -- |  |  |  | 0 | 0 | 0 | -- | 0 | 0 | 237511 | 86716 |  |  |  | EIA | EIA | EIA | n/a | EIA | EIA |  | 0 | 0 | 0 | 0 | 0 | 0 | 0 | 25727 | 0 | 0 | 0 | 0 | 25727 | 25727 | 0 | 25727 | 0 | 0 | 0 | 0 | 0 | 0 | 0 | 100 | 0 | 0 | 0 | 0 | 100 | 100 | 0 | 100
3055 | ID | Double A Digester | 57425 | Idaho Power Co | 9191 | AgPower Jerome LLC | 56753 | Idaho Power Company | IPCO | WECC | NWPP | WECC Northwest |  | 16 | 053 | Jerome | 42.8539 | -114.4719 | 0 |  | OBG | BIOMASS |  | 0.65183 | 4.5 | 0.24696 | Yes | Yes | 98692 | 0.889 | 0.54229 |  | 153341.7981 | 64381.2457 | 153341.798 | 64381.246 | 25695 | 10788 | 372.993 | 156.603 | 0.498 | 0 | 356.673 | 35.667 | 9.273 | -- | 29.032 | 29.033 | 0.039 | 0 | 0.014 | 0.001 | 0.722 | -- | 4.865 | 4.865 | 0.006 | 0 | -- | 29.032 | 29.033 | 0.039 | 0 | 0.014 | 0.001 | -- | 687.81 | 288.78 | 0.918 | 17955.645 | 657.717 | 65.772 | -- | 282767.001 | 118721.001 | 282767.001 | 118721.001 | EIA | EIA | EIA | EIA | EIA | EIA | n/a | EIA | EIA | 5967.768 | 0 | 0 | 0 | 0 | 0 | 25695 | 0 | 0 | 0 | 0 | 0 | 0 | 25695 | 25695 | 25695 | 0 | 0 | 0 | 0 | 0 | 0 | 100 | 0 | 0 | 0 | 0 | 0 | 0 | 100 | 100 | 100 | 0
605 | CA | Broadway | 420 | City of Pasadena - (CA) | 14534 | City of Pasadena - (CA) | 14534 | California Independent System Operator | CISO | WECC | CAMX | WECC California | CAISO | 06 | 037 | Los Angeles | 34.1254 | -118.148 | 1 | 1 | NG | GAS |  | 0.01755 | 167 | 1 | [6 empty] | 301024.17 | 142074.364 | 301024.17 | 142074.364 | 25680 | 12050 | 4.434 | 2.402 | 0.081 | 17890.588 | 683.043 | 68.304 | 17908.347 | -- | 0.345 | 0.399 | 0.006 | 1393.348 | 0.027 | 0.003 | 1394.731 | -- | 0.029 | 0.034 | 0.001 | 118.865 | -- | 0.345 | 0.399 | 0.006 | 1393.348 | 0.027 | 0.003 | -- | 4.434 | 2.402 | 0.081 | 17890.588 | 683.043 | 68.304 | -- | 301024.17 | 142074.364 | 301024.17 | 142074.364 | EPA/CAMD | EPA/CAMD | EPA/CAMD | EPA/CAMD | EIA | EIA | n/a | EPA/CAMD | EPA/CAMD | 11722.125 | 0 | 0 | 25680 | 0 | 0 | 0 | 0 | 0 | 0 | 0 | 0 | 25680 | 0 | 0 | 25680 | 0 | 0 | 0 | 100 | 0 | 0 | 0 | 0 | 0 | 0 | 0 | 0 | 100 | 0 | 0 | 100 | 0
7802 | PA | Allenwood | 57581 | PPL Electric Utilities Corp | 14715 | EPP Renewable Energy | 57249 | PJM Interconnection, LLC | PJM | RFC | RFCE | RFC East | PJM | 42 | 081 | Lycoming | 41.1511 | -76.9178 | 0 |  | LFG | BIOMASS |  | 0.91595 | 3.2 | 0 | Yes | [5 empty] | 266213 | 110186 | 266213 | 110186 | 25676 | 10627 | 180.214 | 74.59 | 4.459 | 0 | 0 | 0 | 0 | -- | 14.038 | 14.038 | 0.347 | 0 | 0 | 0 | 0 | -- | 1.354 | 1.354 | 0.034 | 0 | -- | 14.038 | 14.038 | 0.347 | 0 | 0 | 0 | -- | 187.748 | 77.708 | 5.99 | 16904.47 | 619.212 | 61.921 | -- | 266213 | 110186 | 266213 | 110186 | EIA | EIA | EIA | EIA | EIA | EIA | n/a | EIA | EIA | 10368.1648 | 0 | 0 | 0 | 0 | 0 | 25676 | 0 | 0 | 0 | 0 | 0 | 0 | 25676 | 25676 | 25676 | 0 | 0 | 0 | 0 | 0 | 0 | 100 | 0 | 0 | 0 | 0 | 0 | 0 | 100 | 100 | 100 | 0
3226 | IL | Dixon/Lee Energy Partners LLC | 55763 | Commonwealth Edison Co | 4110 | Illinois Electricial Gen Partn | 9205 | PJM Interconnection, LLC | PJM | RFC | RFCW | RFC West | PJM | 17 | 103 | Lee | 41.7375 | -89.3848 | 0 |  | LFG | BIOMASS |  | 0.66584 | 4.4 | 0.22361 | Yes | [5 empty] | 264446 | 106078 | 264446 | 106078 | 25664 | 10295 | 184.236 | 73.902 | 4.431 | 0 | 0 | 0 | 0 | -- | 14.358 | 14.357 | 0.345 | 0 | 0 | 0 | 0 | -- | 1.393 | 1.393 | 0.034 | 0 | -- | 14.358 | 14.357 | 0.345 | 0 | 0 | 0 | -- | 191.72 | 76.904 | 5.952 | 16792.264 | 615.102 | 61.51 | -- | 264446 | 106078 | 264446 | 106078 | EIA | EIA | EIA | EIA | EIA | EIA | n/a | EIA | EIA | 10304.1615 | 0 | 0 | 0 | 0 | 0 | 25664 | 0 | 0 | 0 | 0 | 0 | 0 | 25664 | 25664 | 25664 | 0 | 0 | 0 | 0 | 0 | 0 | 100 | 0 | 0 | 0 | 0 | 0 | 0 | 100 | 100 | 100 | 0
7587 | OK | Spring Creek Power Plant | 55651 | Westar Energy Inc | 22500 | Westar Energy Inc | 22500 | Southwest Power Pool | SWPP | SPP | SPNO | SPP North |  | 40 | 083 | Logan | 35.7422 | -97.655 | 0 |  | NG | GAS |  | 0.00867 | 338 | 1 | [6 empty] | 359959.031 | 196386.277 | 359959.031 | 196386.277 | 25662 | 15185 | 3.787 | 2.096 | 0.108 | 21392.547 | 793.907 | 79.391 | 21413.189 | -- | 0.295 | 0.276 | 0.008 | 1667.255 | 0.031 | 0.003 | 1668.864 | -- | 0.021 | 0.021 | 0.001 | 118.861 | -- | 0.295 | 0.276 | 0.008 | 1667.255 | 0.031 | 0.003 | -- | 3.787 | 2.096 | 0.108 | 21392.547 | 793.907 | 79.391 | -- | 359959.031 | 196386.277 | 359959.031 | 196386.277 | EPA/CAMD | EPA/CAMD | EPA/CAMD | EPA/CAMD | EIA | EIA | n/a | EPA/CAMD | EPA/CAMD | 14026.9282 | 0 | 0 | 25662 | 0 | 0 | 0 | 0 | 0 | 0 | 0 | 0 | 25662 | 0 | 0 | 25662 | 0 | 0 | 0 | 100 | 0 | 0 | 0 | 0 | 0 | 0 | 0 | 0 | 100 | 0 | 0 | 100 | 0
9 | AK | Annex Creek | 62 | Alaska Electric Light&Power Co | 213 | Alaska Electric Light&Power Co | 213 | Alaska Miscellaneous | NA | ASCC | AKMS | ASCC Miscellaneous |  | 02 | 110 | Juneau | 58.3176 | -134.101 | 0 |  | WAT | HYDRO |  | 0.73185 | 4 | [9 empty] | 236745 | 85595 | 25644 | 9272 |  |  |  | 0 | 0 | 0 | 0 | -- |  |  |  | 0 | 0 | 0 | 0 | -- |  |  |  |  | -- | [6 empty] | -- |  |  |  | 0 | 0 | 0 | -- | 0 | 0 | 236745 | 85595 |  |  |  | EIA | EIA | EIA | n/a | EIA | EIA |  | 0 | 0 | 0 | 0 | 25644 | 0 | 0 | 0 | 0 | 0 | 0 | 0 | 25644 | 0 | 0 | 25644 | 0 | 0 | 0 | 0 | 100 | 0 | 0 | 0 | 0 | 0 | 0 | 0 | 100 | 0 | 0 | 100
998 | CA | Hanford Energy Park Peaker | 55698 | Pacific Gas & Electric Co | 14328 | AltaGas San Joaquin Energy Inc. | 7724 | California Independent System Operator | CISO | WECC | CAMX | WECC California | CAISO | 06 | 031 | Kings | 36.2701 | -119.6481 | 0 |  | NG | GAS |  | 0.03174 | 92.2 | 1 | [6 empty] | 280046.646 | 156344.913 | 280046.646 | 156344.913 | 25634 | 12026 | 2.277 | 1.229 | 0.084 | 16644.561 | 648.133 | 64.813 | 16661.412 | -- | 0.178 | 0.204 | 0.007 | 1298.632 | 0.025 | 0.003 | 1299.946 | -- | 0.016 | 0.016 | 0.001 | 118.87 | -- | 0.178 | 0.204 | 0.007 | 1298.632 | 0.025 | 0.003 | -- | 2.277 | 1.229 | 0.084 | 16644.561 | 648.133 | 64.813 | -- | 280046.646 | 156344.913 | 280046.646 | 156344.913 | EPA/CAMD | EPA/CAMD | EPA/CAMD | EPA/CAMD | EIA | EIA | n/a | EPA/CAMD | EPA/CAMD | 10924.8126 | 0 | 0 | 25634 | 0 | 0 | 0 | 0 | 0 | 0 | 0 | 0 | 25634 | 0 | 0 | 25634 | 0 | 0 | 0 | 100 | 0 | 0 | 0 | 0 | 0 | 0 | 0 | 0 | 100 | 0 | 0 | 100 | 0
6854 | NV | Waste Management Lockwood LFGTE | 57166 | Nevada Power Co | 13407 | WM Renewable Energy LLC | 54842 | Nevada Power Company | NEVP | WECC | AZNM | WECC Southwest |  | 32 | 031 | Washoe | 39.4933 | -119.6203 | 0 |  | LFG | BIOMASS |  | 0.91435 | 3.2 | 0 | Yes | [5 empty] | 281079 | 118012 | 281079 | 118012 | 25631 | 10761 | 187.239 | 78.612 | 4.708 | 0.001 | 0 | 0 | 0.001 | -- | 14.61 | 14.611 | 0.367 | 0 | 0 | 0 | 0 | -- | 1.332 | 1.332 | 0.033 | 0 | -- | 14.61 | 14.611 | 0.367 | 0 | 0 | 0 | -- | 195.194 | 81.952 | 6.324 | 17848.458 | 653.79 | 65.379 | -- | 281079 | 118012 | 281079 | 118012 | EIA | EIA | EIA | EIA | EIA | EIA | n/a | EIA | EIA | 10966.3689 | 0 | 0 | 0 | 0 | 0 | 25631 | 0 | 0 | 0 | 0 | 0 | 0 | 25631 | 25631 | 25631 | 0 | 0 | 0 | 0 | 0 | 0 | 100 | 0 | 0 | 0 | 0 | 0 | 0 | 100 | 100 | 100 | 0
8378 | TX | Bryan Solar, LLC | 58488 | AEP Texas North Company | 20404 | NVT LICENSES, LLC | 58473 | Electric Reliability Council of Texas, Inc. | ERCO | TRE | ERCT | ERCOT All | ERCOT | 48 | 377 | Presidio | 29.6 | -104.3 | 0 |  | SUN | SOLAR |  | 0.29251 | 10 | [9 empty] | 236561 | 103869 | 25624 | 11251 |  |  |  | 0 | 0 | 0 | 0 | -- |  |  |  | 0 | 0 | 0 | 0 | -- |  |  |  |  | -- | [6 empty] | -- |  |  |  | 0 | 0 | 0 | -- | 0 | 0 | 236561 | 103869 |  |  |  | EIA | EIA | EIA | n/a | EIA | EIA |  | 0 | 0 | 0 | 0 | 0 | 0 | 0 | 25624 | 0 | 0 | 0 | 0 | 25624 | 25624 | 0 | 25624 | 0 | 0 | 0 | 0 | 0 | 0 | 0 | 100 | 0 | 0 | 0 | 0 | 100 | 100 | 0 | 100
1487 | CA | Red Mountain | 484 | San Diego Gas & Electric Co | 16609 | Metropolitan Water District of S CA | 12397 | California Independent System Operator | CISO | WECC | CAMX | WECC California | CAISO | 06 | 073 | San Diego | 33.3944 | -117.1889 | 0 |  | WAT | HYDRO |  | 0.49522 | 5.9 | [9 empty] | 236292 | 123448 | 25595 | 13372 |  |  |  | 0 | 0 | 0 | 0 | -- |  |  |  | 0 | 0 | 0 | 0 | -- |  |  |  |  | -- | [6 empty] | -- |  |  |  | 0 | 0 | 0 | -- | 0 | 0 | 236292 | 123448 |  |  |  | EIA | EIA | EIA | n/a | EIA | EIA |  | 0 | 0 | 0 | 0 | 25595 | 0 | 0 | 0 | 0 | 0 | 0 | 0 | 25595 | 0 | 0 | 25595 | 0 | 0 | 0 | 0 | 100 | 0 | 0 | 0 | 0 | 0 | 0 | 0 | 100 | 0 | 0 | 100
1941 | CA | Windpark Unlimited 2 | 60321 | Southern California Edison Co | 17609 | EUI Management PH Inc | 6042 | California Independent System Operator | CISO | WECC | CAMX | WECC California | CAISO | 06 | 065 | Riverside | 33.931 | -116.6302 | 0 |  | WND | WIND |  | 0.18147 | 16.1 | [9 empty] | 236284 | 130023 | 25594 | 14084 |  |  |  | 0 | 0 | 0 | 0 | -- |  |  |  | 0 | 0 | 0 | 0 | -- |  |  |  |  | -- | [6 empty] | -- |  |  |  | 0 | 0 | 0 | -- | 0 | 0 | 236284 | 130023 |  |  |  | EIA | EIA | EIA | n/a | EIA | EIA |  | 0 | 0 | 0 | 0 | 0 | 0 | 25594 | 0 | 0 | 0 | 0 | 0 | 25594 | 25594 | 0 | 25594 | 0 | 0 | 0 | 0 | 0 | 0 | 100 | 0 | 0 | 0 | 0 | 0 | 100 | 100 | 0 | 100
8873 | UT | Boulder | 3699 | Garkane Energy Coop, Inc | 6957 | Garkane Energy Coop, Inc | 6957 | Western Area Power Administration - Rocky Mountain Region | WACM | WECC | NWPP | WECC Northwest |  | 49 | 017 | Garfield | 37.9858 | -111.4383 | 0 |  | WAT | HYDRO |  | 0.69518 | 4.2 | [9 empty] | 236129.001 | 108827.001 | 25577.001 | 11787.999 |  |  |  | 0 | 0 | 0 | 0 | -- |  |  |  | 0 | 0 | 0 | 0 | -- |  |  |  |  | -- | [6 empty] | -- |  |  |  | 0 | 0 | 0 | -- | 0 | 0 | 236129.001 | 108827.001 |  |  |  | EIA | EIA | EIA | n/a | EIA | EIA |  | 0 | 0 | 0 | 0 | 25577 | 0 | 0 | 0 | 0 | 0 | 0 | 0 | 25577 | 0 | 0 | 25577 | 0 | 0 | 0 | 0 | 100 | 0 | 0 | 0 | 0 | 0 | 0 | 0 | 100 | 0 | 0 | 100
8842 | TX | Westhollow Technology Center | 54330 | CenterPoint Energy | 8901 | Shell Chemical LP | 17052 | Electric Reliability Council of Texas, Inc. | ERCO | TRE | ERCT | ERCOT All | ERCOT | 48 | 201 | Harris | 29.726 | -95.6382 | 0 |  | NG | GAS |  | 0.78847 | 3.7 | 0.019211 |  | Yes | 0 |  | 1 |  | 343 | 167 | 343 | 167 | 25556 | 12544 | 0.053 | 0.026 | 0.001 | 20.046 | 0.756 | 0.076 | 20.066 | -- | 0.004 | 0.004 | 0 | 1.569 | 0 | 0 | 1.57 | -- | 0.309 | 0.311 | 0.006 | 116.886 | -- | 0.004 | 0.004 | 0 | 1.569 | 0 | 0 | -- | 0.053 | 0.026 | 0.001 | 20.046 | 0.756 | 0.076 | -- | 343 | 167 | 343 | 167 | EIA | EIA | EIA | EIA | EIA | EIA | n/a | EIA | EIA | 13.4213 | 0 | 0 | 25556.44 | 0 | 0 | 0 | 0 | 0 | 0 | 0 | 0 | 25556.44 | 0 | 0 | 25556.44 | 0 | 0 | 0 | 100 | 0 | 0 | 0 | 0 | 0 | 0 | 0 | 0 | 100 | 0 | 0 | 100 | 0
1001 | CA | Hat Creek 1 | 243 | Pacific Gas & Electric Co | 14328 | Pacific Gas & Electric Co | 14328 | California Independent System Operator | CISO | WECC | CAMX | WECC California | CAISO | 06 | 089 | Shasta | 40.9293 | -121.5445 | 0 |  | WAT | HYDRO |  | 0.29153 | 10 | [9 empty] | 235768 | 123175 | 25538 | 13342 |  |  |  | 0 | 0 | 0 | 0 | -- |  |  |  | 0 | 0 | 0 | 0 | -- |  |  |  |  | -- | [6 empty] | -- |  |  |  | 0 | 0 | 0 | -- | 0 | 0 | 235768 | 123175 |  |  |  | EIA | EIA | EIA | n/a | EIA | EIA |  | 0 | 0 | 0 | 0 | 25538 | 0 | 0 | 0 | 0 | 0 | 0 | 0 | 25538 | 0 | 0 | 25538 | 0 | 0 | 0 | 0 | 100 | 0 | 0 | 0 | 0 | 0 | 0 | 0 | 100 | 0 | 0 | 100
7701 | OR | Middle Fork Irrigation District | 50917 | Hood River Electric Coop | 8830 | Middle Fork Irrigation Dist | 12502 | Bonneville Power Administration | BPAT | WECC | NWPP | WECC Northwest |  | 41 | 027 | Hood River | 45.4807 | -121.5998 | 0 |  | WAT | HYDRO |  | 0.88176 | 3.3 | [9 empty] | 235324 | 76113 | 25490 | 8244 |  |  |  | 0 | 0 | 0 | 0 | -- |  |  |  | 0 | 0 | 0 | 0 | -- |  |  |  |  | -- | [6 empty] | -- |  |  |  | 0 | 0 | 0 | -- | 0 | 0 | 235324 | 76113 |  |  |  | EIA | EIA | EIA | n/a | EIA | EIA |  | 0 | 0 | 0 | 0 | 25490 | 0 | 0 | 0 | 0 | 0 | 0 | 0 | 25490 | 0 | 0 | 25490 | 0 | 0 | 0 | 0 | 100 | 0 | 0 | 0 | 0 | 0 | 0 | 0 | 100 | 0 | 0 | 100
4776 | MN | Buffalo Ridge Windplant WPP 1993 | 54794 | Northern States Power Co - Minnesota | 13781 | FPL Energy Operating Services, Inc. | 49963 | Midcontinent Independent Transmission System Operator, Inc.. | MISO | MRO | MROW | MRO West | MISO | 27 | 081 | Lincoln | 44.2168 | -96.2371 | 0 |  | WND | WIND |  | 0.13285 | 21.9 | [9 empty] | 235286 | 83063 | 25486 | 8997 |  |  |  | 0 | 0 | 0 | 0 | -- |  |  |  | 0 | 0 | 0 | 0 | -- |  |  |  |  | -- | [6 empty] | -- |  |  |  | 0 | 0 | 0 | -- | 0 | 0 | 235286 | 83063 |  |  |  | EIA | EIA | EIA | n/a | EIA | EIA |  | 0 | 0 | 0 | 0 | 0 | 0 | 25486 | 0 | 0 | 0 | 0 | 0 | 25486 | 25486 | 0 | 25486 | 0 | 0 | 0 | 0 | 0 | 0 | 100 | 0 | 0 | 0 | 0 | 0 | 100 | 100 | 0 | 100
2191 | CT | Frito Lay Incorporated | 58664 | Connecticut Light & Power Co | 4176 | Frito Lay Incorporated Dayville | 58607 | ISO New England Inc. | ISNE | NPCC | NEWE | NPCC New England | ISONE | 09 | 015 | Windham | 41.8628 | -71.8917 | 0 |  | NG | GAS |  | 0.63192 | 4.6 | 0.28013 | [6 empty] | 390387 | 167473 | 390387 | 167473 | 25464 | 10924 | 61.058 | 26.193 | 0.624 | 22815.984 | 860.657 | 86.066 | 22838.361 | -- | 4.796 | 4.795 | 0.049 | 1792.019 | 0.034 | 0.003 | 1793.776 | -- | 0.313 | 0.313 | 0.003 | 116.889 | -- | 4.796 | 4.795 | 0.049 | 1791.996 | 0.034 | 0.003 | -- | 61.058 | 26.193 | 0.624 | 22815.984 | 860.657 | 86.066 | -- | 390387 | 167473 | 390387 | 167473 | EIA | EIA | EIA | EIA | EIA | EIA | n/a | EIA | EIA | 15330.7451 | 0 | 0 | 25464.32 | 0 | 0 | 0 | 0 | 0 | 0 | 0 | 0 | 25464.32 | 0 | 0 | 25464.32 | 0 | 0 | 0 | 100 | 0 | 0 | 0 | 0 | 0 | 0 | 0 | 0 | 100 | 0 | 0 | 100 | 0
8470 | TX | EXC Wind 5 | 56561 | Southwestern Public Service Co | 17718 | Exelon Wind 5, LLC | 55834 | Southwest Power Pool | SWPP | SPP | SPSO | SPP South |  | 48 | 421 | Sherman | 36.4453 | -101.8761 | 0 |  | WND | WIND |  | 0.29037 | 10 | [9 empty] | 234824 | 90926 | 25436 | 9849 |  |  |  | 0 | 0 | 0 | 0 | -- |  |  |  | 0 | 0 | 0 | 0 | -- |  |  |  |  | -- | [6 empty] | -- |  |  |  | 0 | 0 | 0 | -- | 0 | 0 | 234824 | 90926 |  |  |  | EIA | EIA | EIA | n/a | EIA | EIA |  | 0 | 0 | 0 | 0 | 0 | 0 | 25436 | 0 | 0 | 0 | 0 | 0 | 25436 | 25436 | 0 | 25436 | 0 | 0 | 0 | 0 | 0 | 0 | 100 | 0 | 0 | 0 | 0 | 0 | 100 | 100 | 0 | 100
5703 | NC | Iredell County LFG Facility | 56962 | EnergyUnited Elec Member Corp | 21632 | Iredell Transmission LLC | 56261 | Duke Energy Carolinas | DUK | SERC | SRVC | SERC Virginia/Carolina |  | 37 | 097 | Iredell | 35.7693 | -80.826 | 0 |  | LFG | BIOMASS |  | 0.90475 | 3.2 | 0 | Yes | [5 empty] | 266310 | 99082 | 266310 | 99082 | 25362 | 9436 | 178.469 | 66.4 | 4.461 | 0.001 | 0 | 0 | 0.001 | -- | 14.074 | 14.074 | 0.352 | 0 | 0 | 0 | 0 | -- | 1.34 | 1.34 | 0.034 | 0 | -- | 14.074 | 14.074 | 0.352 | 0 | 0 | 0 | -- | 186.006 | 69.204 | 5.992 | 16910.63 | 619.438 | 61.944 | -- | 266310 | 99082 | 266310 | 99082 | EIA | EIA | EIA | EIA | EIA | EIA | n/a | EIA | EIA | 10500.3549 | 0 | 0 | 0 | 0 | 0 | 25362 | 0 | 0 | 0 | 0 | 0 | 0 | 25362 | 25362 | 25362 | 0 | 0 | 0 | 0 | 0 | 0 | 100 | 0 | 0 | 0 | 0 | 0 | 0 | 100 | 100 | 100 | 0
9150 | VT | Chace Mill Winooski One | 54355 | City of Burlington Electric - (VT) | 2548 | City of Burlington Electric - (VT) | 2548 | ISO New England Inc. | ISNE | NPCC | NEWE | NPCC New England | ISONE | 50 | 007 | Chittenden | 44.49 | -73.1875 | 0 |  | WAT | HYDRO |  | 0.38598 | 7.5 | [9 empty] | 234113.001 | 58958.001 | 25359 | 6386.001 |  |  |  | 0 | 0 | 0 | 0 | -- |  |  |  | 0 | 0 | 0 | 0 | -- |  |  |  |  | -- | [6 empty] | -- |  |  |  | 0 | 0 | 0 | -- | 0 | 0 | 234113.001 | 58958.001 |  |  |  | EIA | EIA | EIA | n/a | EIA | EIA |  | 0 | 0 | 0 | 0 | 25359 | 0 | 0 | 0 | 0 | 0 | 0 | 0 | 25359 | 0 | 0 | 25359 | 0 | 0 | 0 | 0 | 100 | 0 | 0 | 0 | 0 | 0 | 0 | 0 | 100 | 0 | 0 | 100
3166 | IL | Adkins Energy LLC | 58136 | Commonwealth Edison Co | 4110 | Adkins Energy LLC | 58089 | PJM Interconnection, LLC | PJM | RFC | RFCW | RFC West | PJM | 17 | 177 | Stephenson | 42.3622 | -89.8036 | 0 |  | NG | GAS |  | 0.57854 | 5 | 0.3691 |  | Yes | 194043.2 | 0.446 | 0.37275 |  | 131208.0614 | 67317.3915 | 131208.061 | 67317.392 | 25340 | 13001 | 20.128 | 10.327 | 0.209 | 7668.393 | 289.264 | 28.926 | 7675.914 | -- | 1.589 | 1.589 | 0.017 | 605.24 | 0.011 | 0.001 | 605.834 | -- | 0.307 | 0.307 | 0.003 | 116.889 | -- | 1.589 | 1.589 | 0.017 | 605.24 | 0.011 | 0.001 | -- | 53.998 | 27.704 | 0.562 | 20572.299 | 776.021 | 77.602 | -- | 351997 | 180595 | 351997 | 180595 | EIA | EIA | EIA | EIA | EIA | EIA | n/a | EIA | EIA | 5177.903 | 0 | 0 | 25340 | 0 | 0 | 0 | 0 | 0 | 0 | 0 | 0 | 25340 | 0 | 0 | 25340 | 0 | 0 | 0 | 100 | 0 | 0 | 0 | 0 | 0 | 0 | 0 | 0 | 100 | 0 | 0 | 100 | 0
6733 | NM | Santolina Solar Energy Center | 60197 | Public Service Co of NM | 15473 | PNM Resources | 59300 | Public Service Company of New Mexico | PNM | WECC | AZNM | WECC Southwest |  | 35 | 001 | Bernalillo | 35.0297 | -106.8555 | 0 |  | SUN | SOLAR |  | 0.2754 | 10.5 | [9 empty] | 233856 | 97249 | 25331 | 10534 |  |  |  | 0 | 0 | 0 | 0 | -- |  |  |  | 0 | 0 | 0 | 0 | -- |  |  |  |  | -- | [6 empty] | -- |  |  |  | 0 | 0 | 0 | -- | 0 | 0 | 233856 | 97249 |  |  |  | EIA | EIA | EIA | n/a | EIA | EIA |  | 0 | 0 | 0 | 0 | 0 | 0 | 0 | 25331 | 0 | 0 | 0 | 0 | 25331 | 25331 | 0 | 25331 | 0 | 0 | 0 | 0 | 0 | 0 | 0 | 100 | 0 | 0 | 0 | 0 | 100 | 100 | 0 | 100
3062 | ID | Felt | 6359 | PacifiCorp | 14354 | Fall River Rural Elec Coop Inc | 6169 | PacifiCorp - East | PACE | WECC | NWPP | WECC Northwest |  | 16 | 081 | Teton | 43.9135 | -111.2833 | 0 |  | WAT | HYDRO |  | 0.41902 | 6.9 | [9 empty] | 233820 | 113941.001 | 25327 | 12342 |  |  |  | 0 | 0 | 0 | 0 | -- |  |  |  | 0 | 0 | 0 | 0 | -- |  |  |  |  | -- | [6 empty] | -- |  |  |  | 0 | 0 | 0 | -- | 0 | 0 | 233820 | 113941.001 |  |  |  | EIA | EIA | EIA | n/a | EIA | EIA |  | 0 | 0 | 0 | 0 | 25327 | 0 | 0 | 0 | 0 | 0 | 0 | 0 | 25327 | 0 | 0 | 25327 | 0 | 0 | 0 | 0 | 100 | 0 | 0 | 0 | 0 | 0 | 0 | 0 | 100 | 0 | 0 | 100
7659 | OR | Four Mile Canyon Windfarm LLC | 56970 | PacifiCorp | 14354 | Echo 2 | 56803 | PacifiCorp - West | PACW | WECC | NWPP | WECC Northwest |  | 41 | 049 | Morrow | 45.6447 | -119.4533 | 0 |  | WND | WIND |  | 0.2884 | 10 | [9 empty] | 233237 | 122142 | 25264 | 13230 |  |  |  | 0 | 0 | 0 | 0 | -- |  |  |  | 0 | 0 | 0 | 0 | -- |  |  |  |  | -- | [6 empty] | -- |  |  |  | 0 | 0 | 0 | -- | 0 | 0 | 233237 | 122142 |  |  |  | EIA | EIA | EIA | n/a | EIA | EIA |  | 0 | 0 | 0 | 0 | 0 | 0 | 25264 | 0 | 0 | 0 | 0 | 0 | 25264 | 25264 | 0 | 25264 | 0 | 0 | 0 | 0 | 0 | 0 | 100 | 0 | 0 | 0 | 0 | 0 | 100 | 100 | 0 | 100
6717 | NM | Pyramid Generating Station | 7975 | Public Service Co of NM | 15473 | Tri-State G & T Assn, Inc | 30151 | Public Service Company of New Mexico | PNM | WECC | AZNM | WECC Southwest |  | 35 | 023 | Hidalgo | 32.2363 | -108.5494 | 0 |  | NG | GAS |  | 0.01549 | 186 | 1 | [6 empty] | 253962.262 | 148552.91 | 253962.262 | 148552.91 | 25242 | 11572 | 14.576 | 8.48 | 0.241 | 15432.33 | 608.77 | 69.428 | 15449.483 | -- | 1.155 | 1.466 | 0.019 | 1222.75 | 0.024 | 0.003 | 1224.109 | -- | 0.115 | 0.114 | 0.002 | 121.532 | -- | 1.155 | 1.466 | 0.019 | 1222.75 | 0.024 | 0.003 | -- | 14.576 | 8.48 | 0.241 | 15432.33 | 608.77 | 69.428 | -- | 253962.262 | 148552.91 | 253962.262 | 148552.91 | EPA/CAMD | EPA/CAMD | EPA/CAMD | EPA/CAMD | EIA | EIA | n/a | EPA/CAMD | EPA/CAMD | 10061.099 | 0 | 1303.602 | 23938.398 | 0 | 0 | 0 | 0 | 0 | 0 | 0 | 0 | 25242 | 0 | 0 | 25242 | 0 | 0 | 5.1644 | 94.8356 | 0 | 0 | 0 | 0 | 0 | 0 | 0 | 0 | 100 | 0 | 0 | 100 | 0
1486 | CA | Red Bluff | 56184 | Pacific Gas & Electric Co | 14328 | California Power Holdings LLC | 55784 | California Independent System Operator | CISO | WECC | CAMX | WECC California | CAISO | 06 | 103 | Tehama | 40.1501 | -122.2124 | 0 |  | NG | GAS |  | 0.0621 | 46.4 | 1 | [6 empty] | 263842 | 123782 | 263842 | 123782 | 25241.008 | 11842 | 358 | 167.952 | 0.416 | 15420.128 | 581.673 | 58.167 | 15435.251 | -- | 28.367 | 28.365 | 0.033 | 1221.831 | 0.023 | 0.002 | 1223.03 | -- | 2.714 | 2.714 | 0.003 | 116.889 | -- | 28.367 | 28.365 | 0.033 | 1221.832 | 0.023 | 0.002 | -- | 358 | 167.952 | 0.416 | 15420.128 | 581.673 | 58.167 | -- | 263842 | 123782 | 263842 | 123782 | EIA | EIA | EIA | EIA | EIA | EIA | n/a | EIA | EIA | 10452.9139 | 0 | 0 | 25241 | 0 | 0 | 0 | 0 | 0 | 0 | 0 | 0 | 25241 | 0 | 0 | 25241 | 0 | 0 | 0 | 100 | 0 | 0 | 0 | 0 | 0 | 0 | 0 | 0 | 100 | 0 | 0 | 100 | 0
8329 | TX | Alex Ty Cooke Generating Station | 3602 | City of Lubbock - (TX) | 11292 | City of Lubbock - (TX) | 11292 | Southwest Power Pool | SWPP | SPP | SPSO | SPP South |  | 48 | 303 | Lubbock | 33.5211 | -101.7906 | 2 | 2 | NG | GAS |  | 0.01912 | 150.6 | 1 | [6 empty] | 187794.042 |  | 187794.042 |  | 25220 | 4743 | 14.034 |  | 0.056 | 11160.511 | 679.672 | 67.967 | 11178.182 | -- | 1.113 |  | 0.004 | 885.052 | 0.027 | 0.003 | 886.454 | -- | 0.149 |  | 0.001 | 118.859 | -- | 1.113 |  | 0.004 | 885.052 | 0.027 | 0.003 | -- | 14.034 |  | 0.056 | 11160.511 | 679.672 | 67.967 | -- | 187794.042 |  | 187794.042 |  | EPA/CAMD |  | EPA/CAMD | EPA/CAMD | EIA | EIA | n/a | EPA/CAMD |  | 7446.2348 | 0 | 0 | 25220 | 0 | 0 | 0 | 0 | 0 | 0 | 0 | 0 | 25220 | 0 | 0 | 25220 | 0 | 0 | 0 | 100 | 0 | 0 | 0 | 0 | 0 | 0 | 0 | 0 | 100 | 0 | 0 | 100 | 0
2187 | CT | Falls Village | 560 | Connecticut Light & Power Co | 4176 | FirstLight Power Resources Services LLC | 54895 | ISO New England Inc. | ISNE | NPCC | NEWE | NPCC New England | ISONE | 09 | 005 | Litchfield | 41.9573 | -73.3693 | 0 |  | WAT | HYDRO |  | 0.31948 | 9 | [9 empty] | 232533.999 | 72699 | 25188 | 7875 |  |  |  | 0 | 0 | 0 | 0 | -- |  |  |  | 0 | 0 | 0 | 0 | -- |  |  |  |  | -- | [6 empty] | -- |  |  |  | 0 | 0 | 0 | -- | 0 | 0 | 232533.999 | 72699 |  |  |  | EIA | EIA | EIA | n/a | EIA | EIA |  | 0 | 0 | 0 | 0 | 25188 | 0 | 0 | 0 | 0 | 0 | 0 | 0 | 25188 | 0 | 0 | 25188 | 0 | 0 | 0 | 0 | 100 | 0 | 0 | 0 | 0 | 0 | 0 | 0 | 100 | 0 | 0 | 100
9487 | WI | Little Chute | 4119 | City of Kaukauna | 10056 | City of Kaukauna | 10056 | Midcontinent Independent Transmission System Operator, Inc.. | MISO | MRO | RFCW | RFC West | MISO | 55 | 087 | Outagamie | 44.2799 | -88.2556 | 0 |  | WAT | HYDRO |  | 0.87076 | 3.3 | [9 empty] | 232388.001 | 98784.999 | 25172.001 | 10700.001 |  |  |  | 0 | 0 | 0 | 0 | -- |  |  |  | 0 | 0 | 0 | 0 | -- |  |  |  |  | -- | [6 empty] | -- |  |  |  | 0 | 0 | 0 | -- | 0 | 0 | 232388.001 | 98784.999 |  |  |  | EIA | EIA | EIA | n/a | EIA | EIA |  | 0 | 0 | 0 | 0 | 25172 | 0 | 0 | 0 | 0 | 0 | 0 | 0 | 25172 | 0 | 0 | 25172 | 0 | 0 | 0 | 0 | 100 | 0 | 0 | 0 | 0 | 0 | 0 | 0 | 100 | 0 | 0 | 100
3444 | IN | Deercroft I & II LFGTE | 54956 | Northern Indiana Pub Serv Co | 13756 | Wabash Valley Power Assn, Inc | 40211 | Midcontinent Independent Transmission System Operator, Inc.. | MISO | RFC | RFCW | RFC West | MISO | 18 | 091 | LaPorte | 41.6514 | -86.9036 | 0 |  | LFG | BIOMASS |  | 0.44895 | 6.4 | 0.58508 | Yes | [5 empty] | 311478 | 130201 | 311478 | 130201 | 25170 | 10521 | 196.473 | 82.131 | 5.217 | 0 | 0 | 0 | 0 | -- | 15.612 | 15.613 | 0.415 | 0 | 0 | 0 | 0 | -- | 1.262 | 1.262 | 0.033 | 0 | -- | 15.612 | 15.613 | 0.415 | 0 | 0 | 0 | -- | 205.288 | 85.816 | 7.008 | 19778.784 | 724.499 | 72.45 | -- | 311478 | 130201 | 311478 | 130201 | EIA | EIA | EIA | EIA | EIA | EIA | n/a | EIA | EIA | 12374.9702 | 0 | 0 | 0 | 0 | 0 | 25170 | 0 | 0 | 0 | 0 | 0 | 0 | 25170 | 25170 | 25170 | 0 | 0 | 0 | 0 | 0 | 0 | 100 | 0 | 0 | 0 | 0 | 0 | 0 | 100 | 100 | 100 | 0
7905 | PA | L&S Sweetners | 58497 | PPL Electric Utilities Corp | 14715 | Granger Electric Co | 7477 | PJM Interconnection, LLC | PJM | RFC | RFCE | RFC East | PJM | 42 | 071 | Lancaster | 40.0906 | -76.1456 | 0 |  | LFG | BIOMASS |  | 0.89769 | 3.2 | 0 | Yes | [5 empty] | 287335 | 118928 | 287335 | 118928 | 25164 | 10415 | 200.184 | 82.856 | 4.814 | 0 | 0 | 0 | 0 | -- | 15.91 | 15.911 | 0.383 | 0 | 0 | 0 | 0 | -- | 1.393 | 1.393 | 0.034 | 0 | -- | 15.91 | 15.911 | 0.383 | 0 | 0 | 0 | -- | 208.316 | 86.222 | 6.466 | 18245.712 | 668.342 | 66.834 | -- | 287335 | 118928 | 287335 | 118928 | EIA | EIA | EIA | EIA | EIA | EIA | n/a | EIA | EIA | 11418.4947 | 0 | 0 | 0 | 0 | 0 | 25164 | 0 | 0 | 0 | 0 | 0 | 0 | 25164 | 25164 | 25164 | 0 | 0 | 0 | 0 | 0 | 0 | 100 | 0 | 0 | 0 | 0 | 0 | 0 | 100 | 100 | 100 | 0
8704 | TX | Ralls Wind Farm | 57474 | Southwestern Public Service Co | 17718 | Ralls Wind Farm LLC | 56790 | Southwest Power Pool | SWPP | SPP | SPSO | SPP South |  | 48 | 107 | Crosby | 33.6611 | -101.39 | 0 |  | WND | WIND |  | 0.2872 | 10 | [9 empty] | 232268 | 89937 | 25159 | 9742 |  |  |  | 0 | 0 | 0 | 0 | -- |  |  |  | 0 | 0 | 0 | 0 | -- |  |  |  |  | -- | [6 empty] | -- |  |  |  | 0 | 0 | 0 | -- | 0 | 0 | 232268 | 89937 |  |  |  | EIA | EIA | EIA | n/a | EIA | EIA |  | 0 | 0 | 0 | 0 | 0 | 0 | 25159 | 0 | 0 | 0 | 0 | 0 | 25159 | 25159 | 0 | 25159 | 0 | 0 | 0 | 0 | 0 | 0 | 100 | 0 | 0 | 0 | 0 | 0 | 100 | 100 | 0 | 100
8167 | SC | Richland County Landfill | 56122 | Tri-County Electric Coop, Inc | 14175 | South Carolina Public Service Authority | 17543 | South Carolina Public Service Authority | SC | SERC | SRVC | SERC Virginia/Carolina |  | 45 | 079 | Richland | 34.103 | -80.7905 | 0 |  | LFG | BIOMASS |  | 0.32266 | 8.9 | 0.79556 | Yes | [5 empty] | 400348 | 165654 | 400348 | 165654 | 25156 | 10409 | 90.341 | 37.38 | 6.706 | 0 | 0 | 0 | 0 | -- | 7.182 | 7.182 | 0.533 | 0 | 0 | 0 | 0 | -- | 0.451 | 0.451 | 0.034 | 0 | -- | 7.182 | 7.182 | 0.533 | 0 | 0 | 0 | -- | 101.671 | 42.068 | 9.008 | 25422.013 | 931.21 | 93.121 | -- | 400348 | 165654 | 400348 | 165654 | EIA | EIA | EIA | EIA | EIA | EIA | n/a | EIA | EIA | 15914.6128 | 0 | 0 | 0 | 0 | 0 | 25156 | 0 | 0 | 0 | 0 | 0 | 0 | 25156 | 25156 | 25156 | 0 | 0 | 0 | 0 | 0 | 0 | 100 | 0 | 0 | 0 | 0 | 0 | 0 | 100 | 100 | 100 | 0
4821 | MN | Elk River City of | 1971 | City of Elk River | 5773 | City of Elk River | 5773 | Midcontinent Independent Transmission System Operator, Inc.. | MISO | MRO | MROW | MRO West | MISO | 27 | 141 | Sherburne | 45.3158 | -93.5781 | 0 |  | DFO | OIL |  | 0.23431 | 12.2 | 0.94282 | Yes | [5 empty] | 304485.999 | 125034.001 | 304485.999 | 125034.001 | 25041 | 10282.999 | 196.239 | 80.628 | 5.214 | 4135.752 | 5.827 | 1.165 | 4135.994 | -- | 15.673 | 15.682 | 0.416 | 330.318 | 0 | 0 | 330.338 | -- | 1.289 | 1.29 | 0.034 | 27.165 | -- | 15.673 | 15.682 | 0.416 | 330.318 | 0 | 0 | -- | 204.831 | 84.155 | 6.96 | 23414.606 | 712.013 | 71.784 | -- | 304485.999 | 125034.001 | 304485.999 | 125034.001 | EIA | EIA | EIA | EIA | EIA | EIA | n/a | EIA | EIA | 12159.4984 | 0 | 72.536 | 0 | 0 | 0 | 24968.464 | 0 | 0 | 0 | 0 | 0 | 72.536 | 24968.464 | 24968.464 | 25041 | 0 | 0 | 0.28967 | 0 | 0 | 0 | 99.7103 | 0 | 0 | 0 | 0 | 0 | 0.28967 | 99.7103 | 99.7103 | 100 | 0
1160 | CA | Long Beach Generating Station | 341 | Southern California Edison Co | 17609 | NRG El Segundo Operations Inc | 13584 | California Independent System Operator | CISO | WECC | CAMX | WECC California | CAISO | 06 | 037 | Los Angeles | 33.7641 | -118.2248 | 0 |  | NG | GAS |  | 0.00486 | 587.4 | 1 | [6 empty] | 416236.399 | 229558.018 | 416236.399 | 229558.018 | 25032 | 13833 | 5.355 | 2.47 | 0.125 | 24736.816 | 920.137 | 92.014 | 24760.74 | -- | 0.428 | 0.357 | 0.01 | 1976.415 | 0.037 | 0.004 | 1978.327 | -- | 0.026 | 0.022 | 0.001 | 118.859 | -- | 0.428 | 0.357 | 0.01 | 1976.415 | 0.037 | 0.004 | -- | 5.355 | 2.47 | 0.125 | 24736.816 | 920.137 | 92.014 | -- | 416236.399 | 229558.018 | 416236.399 | 229558.018 | EPA/CAMD | EPA/CAMD | EPA/CAMD | EPA/CAMD | EIA | EIA | n/a | EPA/CAMD | EPA/CAMD | 16628.1719 | 0 | 0 | 25032 | 0 | 0 | 0 | 0 | 0 | 0 | 0 | 0 | 25032 | 0 | 0 | 25032 | 0 | 0 | 0 | 100 | 0 | 0 | 0 | 0 | 0 | 0 | 0 | 0 | 100 | 0 | 0 | 100 | 0
4761 | MN | Black Oak Wind Farm | 58692 | Northern States Power Co | 13780 | Black Oak Wind, LLC | 58625 | Midcontinent Independent Transmission System Operator, Inc.. | MISO | MRO | MROW | MRO West | MISO | 27 | 145 | Stearns | 45.6608 | -95.0128 | 0 |  | WND | WIND |  | 0.03664 | 78 | [9 empty] | 231096 | 0 | 25032 | 0 |  |  |  | 0 | 0 | 0 | 0 | -- |  |  |  | 0 | 0 | 0 | 0 | -- |  |  |  |  | -- | [6 empty] | -- |  |  |  | 0 | 0 | 0 | -- | 0 | 0 | 231096 | 0 |  |  |  | EIA | EIA | EIA | n/a | EIA | EIA |  | 0 | 0 | 0 | 0 | 0 | 0 | 25032 | 0 | 0 | 0 | 0 | 0 | 25032 | 25032 | 0 | 25032 | 0 | 0 | 0 | 0 | 0 | 0 | 100 | 0 | 0 | 0 | 0 | 0 | 100 | 100 | 0 | 100
4712 | MI | Warner Lambert | 54604 | DTE Electric Company | 5109 | University of Michigan NCampus Research | 56478 | Midcontinent Independent Transmission System Operator, Inc.. | MISO | RFC | RFCM | RFC Michigan | MISO | 26 | 161 | Washtenaw | 42.2993 | -83.7053 | 0 |  | NG | GAS |  | 0.22985 | 12.4 | 0.95024 |  | Yes | 194892 | 0.437 | 0.36828 |  | 130762.6868 | 62778.5085 | 130762.687 | 62778.509 | 24967.601 | 11986.025 | 20.226 | 9.722 | 0.239 | 7647.212 | 289.203 | 29.058 | 7654.752 | -- | 1.62 | 1.622 | 0.019 | 612.571 | 0.012 | 0.001 | 613.175 | -- | 0.309 | 0.31 | 0.004 | 116.963 | -- | 1.62 | 1.622 | 0.019 | 612.574 | 0.012 | 0.001 | -- | 54.921 | 26.397 | 0.648 | 20764.537 | 785.276 | 78.903 | -- | 355061 | 170463.001 | 355061 | 170463.001 | EIA | EIA | EIA | EIA | EIA | EIA | n/a | EIA | EIA | 5237.3244 | 0 | 19.6 | 24947.86 | 0 | 0 | 0 | 0 | 0 | 0 | 0 | 0 | 24967.46 | 0 | 0 | 24967.46 | 0 | 0 | 0.078502 | 99.9215 | 0 | 0 | 0 | 0 | 0 | 0 | 0 | 0 | 100 | 0 | 0 | 100 | 0
370 | AZ | Kingman 1 | 57775 | UNS Electric, Inc | 19728 | Brookfield Energy Marketing LP | 11556 | Arizona Public Service Company | AZPS | WECC | AZNM | WECC Southwest |  | 04 | 015 | Mohave | 35.1458 | -114.0675 | 0 |  | WND | WIND |  | 0.27109 | 10.5 | [9 empty] | 230201 | 90439 | 24935 | 9796 |  |  |  | 0 | 0 | 0 | 0 | -- |  |  |  | 0 | 0 | 0 | 0 | -- |  |  |  |  | -- | [6 empty] | -- |  |  |  | 0 | 0 | 0 | -- | 0 | 0 | 230201 | 90439 |  |  |  | EIA | EIA | EIA | n/a | EIA | EIA |  | 0 | 0 | 0 | 0 | 0 | 0 | 24935 | 0 | 0 | 0 | 0 | 0 | 24935 | 24935 | 0 | 24935 | 0 | 0 | 0 | 0 | 0 | 0 | 100 | 0 | 0 | 0 | 0 | 0 | 100 | 100 | 0 | 100
6416 | NJ | CIP II/AR Bridgewater Holdings - NJCOE | 10122 | Jersey Central Power & Lt Co | 9726 | CIP II/AR Bridgewater Holdings LLC | 59069 | PJM Interconnection, LLC | PJM | RFC | RFCE | RFC East | PJM | 34 | 035 | Somerset | 40.624 | -74.634 | 0 |  | NG | GAS |  | 0.32679 | 8.7 | 0.78869 |  | Yes | 243454.4 | 0.349 | 0.31765 |  | 131978.9652 | 65853.8456 | 131978.965 | 65853.846 | 24905 | 12427 | 22.068 | 11.075 | 0.339 | 7713.449 | 295.146 | 30.142 | 7721.22 | -- | 1.772 | 1.782 | 0.027 | 619.43 | 0.012 | 0.001 | 620.054 | -- | 0.334 | 0.336 | 0.005 | 116.889 | -- | 1.772 | 1.782 | 0.027 | 619.436 | 0.012 | 0.001 | -- | 69.473 | 34.866 | 1.066 | 24282.767 | 929.152 | 94.89 | -- | 415484 | 207315 | 415484 | 207315 | EIA | EIA | EIA | EIA | EIA | EIA | n/a | EIA | EIA | 5299.3513 | 0 | 179.039 | 24725.701 | 0 | 0 | 0 | 0 | 0 | 0 | 0 | 0 | 24904.74 | 0 | 0 | 24904.74 | 0 | 0 | 0.7189 | 99.2811 | 0 | 0 | 0 | 0 | 0 | 0 | 0 | 0 | 100 | 0 | 0 | 100 | 0
3195 | IL | Bunge Oil | 52034 | Commonwealth Edison Co | 4110 | Bunge Foods | 2509 | PJM Interconnection, LLC | PJM | RFC | RFCW | RFC West | PJM | 17 | 091 | Kankakee | 41.1546 | -87.8548 | 0 |  | NG | GAS |  | 0.81187 | 3.5 | 0 |  | Yes | 293397.6 | 0.29 | 0.27854 |  | 183730.0614 | 94263.9682 | 183730.061 | 94263.968 | 24892 | 12771 | 29.397 | 15.082 | 0.294 | 10738.017 | 405.056 | 40.506 | 10748.548 | -- | 2.362 | 2.362 | 0.024 | 862.769 | 0.016 | 0.002 | 863.615 | -- | 0.32 | 0.32 | 0.003 | 116.889 | -- | 2.362 | 2.362 | 0.024 | 862.769 | 0.016 | 0.002 | -- | 105.538 | 54.147 | 1.054 | 38550.888 | 1454.203 | 145.42 | -- | 659615 | 338420 | 659615 | 338420 | EIA | EIA | EIA | EIA | EIA | EIA | n/a | EIA | EIA | 7381.0888 | 0 | 0 | 24892 | 0 | 0 | 0 | 0 | 0 | 0 | 0 | 0 | 24892 | 0 | 0 | 24892 | 0 | 0 | 0 | 100 | 0 | 0 | 0 | 0 | 0 | 0 | 0 | 0 | 100 | 0 | 0 | 100 | 0
574 | CA | Bishop Creek 2 | 323 | Southern California Edison Co | 17609 | Southern California Edison Co | 17609 | California Independent System Operator | CISO | WECC | CAMX | WECC California | CAISO | 06 | 027 | Inyo | 37.2736 | -118.5733 | 0 |  | WAT | HYDRO |  | 0.38877 | 7.3 | [9 empty] | 229518.999 | 119909 | 24861 | 12988 |  |  |  | 0 | 0 | 0 | 0 | -- |  |  |  | 0 | 0 | 0 | 0 | -- |  |  |  |  | -- | [6 empty] | -- |  |  |  | 0 | 0 | 0 | -- | 0 | 0 | 229518.999 | 119909 |  |  |  | EIA | EIA | EIA | n/a | EIA | EIA |  | 0 | 0 | 0 | 0 | 24861 | 0 | 0 | 0 | 0 | 0 | 0 | 0 | 24861 | 0 | 0 | 24861 | 0 | 0 | 0 | 0 | 100 | 0 | 0 | 0 | 0 | 0 | 0 | 0 | 100 | 0 | 0 | 100
9202 | VT | Proctor | 6450 | Green Mountain Power Corp | 7601 | Green Mountain Power Corp | 7601 | ISO New England Inc. | ISNE | NPCC | NEWE | NPCC New England | ISONE | 50 | 021 | Rutland | 43.6628 | -73.034 | 0 |  | WAT | HYDRO |  | 0.41121 | 6.9 | [9 empty] | 229460 | 57787 | 24854.999 | 6259.999 |  |  |  | 0 | 0 | 0 | 0 | -- |  |  |  | 0 | 0 | 0 | 0 | -- |  |  |  |  | -- | [6 empty] | -- |  |  |  | 0 | 0 | 0 | -- | 0 | 0 | 229460 | 57787 |  |  |  | EIA | EIA | EIA | n/a | EIA | EIA |  | 0 | 0 | 0 | 0 | 24855 | 0 | 0 | 0 | 0 | 0 | 0 | 0 | 24855 | 0 | 0 | 24855 | 0 | 0 | 0 | 0 | 100 | 0 | 0 | 0 | 0 | 0 | 0 | 0 | 100 | 0 | 0 | 100
1779 | CA | Tajiguas Plant | 55603 | Southern California Edison Co | 17609 | MM Tajiguas Energy LLC | 57251 | California Independent System Operator | CISO | WECC | CAMX | WECC California | CAISO | 06 | 083 | Santa Barbara | 34.4383 | -119.9397 | 0 |  | LFG | BIOMASS |  | 0.94479 | 3 | 0 | Yes | [5 empty] | 258478 | 110062 | 258478 | 110062 | 24829 | 10572 | 172.875 | 73.611 | 4.33 | 0 | 0 | 0 | 0 | -- | 13.925 | 13.926 | 0.349 | 0 | 0 | 0 | 0 | -- | 1.338 | 1.338 | 0.034 | 0 | -- | 13.925 | 13.926 | 0.349 | 0 | 0 | 0 | -- | 180.19 | 76.726 | 5.816 | 16413.299 | 601.22 | 60.122 | -- | 258478 | 110062 | 258478 | 110062 | EIA | EIA | EIA | EIA | EIA | EIA | n/a | EIA | EIA | 10410.3266 | 0 | 0 | 0 | 0 | 0 | 24829 | 0 | 0 | 0 | 0 | 0 | 0 | 24829 | 24829 | 24829 | 0 | 0 | 0 | 0 | 0 | 0 | 100 | 0 | 0 | 0 | 0 | 0 | 0 | 100 | 100 | 100 | 0
9640 | WY | Big Sand Draw Plant | 60130 | High Plains Power Inc | 8566 | Devon Energy Production Co | 5199 | Western Area Power Administration - Rocky Mountain Region | WACM | WECC | RMPA | WECC Rockies |  | 56 | 013 | Fremont | 42.7527 | -108.1697 | 0 |  | NG | GAS |  | 0.35397 | 8 | 0.74339 | [6 empty] | 259271 | 101920 | 259271 | 101920 | 24806 | 9751 | 360.635 | 141.765 | 0.415 | 15152.97 | 571.595 | 57.16 | 15167.831 | -- | 29.076 | 29.077 | 0.033 | 1221.718 | 0.023 | 0.002 | 1222.916 | -- | 2.782 | 2.782 | 0.003 | 116.889 | -- | 29.076 | 29.077 | 0.033 | 1221.718 | 0.023 | 0.002 | -- | 360.635 | 141.765 | 0.415 | 15152.97 | 571.595 | 57.16 | -- | 259271 | 101920 | 259271 | 101920 | EIA | EIA | EIA | EIA | EIA | EIA | n/a | EIA | EIA | 10451.9471 | 0 | 0 | 24806 | 0 | 0 | 0 | 0 | 0 | 0 | 0 | 0 | 24806 | 0 | 0 | 24806 | 0 | 0 | 0 | 100 | 0 | 0 | 0 | 0 | 0 | 0 | 0 | 0 | 100 | 0 | 0 | 100 | 0
5364 | MT | Turnbull Hydro | 57690 | NorthWestern Energy LLC - (MT) | 12825 | Turnbull Hydro LLC | 57018 | NorthWestern Energy (NWMT) | NWMT | WECC | NWPP | WECC Northwest |  | 30 | 099 | Teton | 47.6053 | -112.0969 | 0 |  | WAT | HYDRO |  | 0.21781 | 13 | [9 empty] | 228991 | 98621 | 24804 | 10682 |  |  |  | 0 | 0 | 0 | 0 | -- |  |  |  | 0 | 0 | 0 | 0 | -- |  |  |  |  | -- | [6 empty] | -- |  |  |  | 0 | 0 | 0 | -- | 0 | 0 | 228991 | 98621 |  |  |  | EIA | EIA | EIA | n/a | EIA | EIA |  | 0 | 0 | 0 | 0 | 24804 | 0 | 0 | 0 | 0 | 0 | 0 | 0 | 24804 | 0 | 0 | 24804 | 0 | 0 | 0 | 0 | 100 | 0 | 0 | 0 | 0 | 0 | 0 | 0 | 100 | 0 | 0 | 100
7089 | NY | Mill C | 6486 | New York State Elec & Gas Corp | 13511 | New York State Elec & Gas Corp | 13511 | New York Independent System Operator | NYIS | NPCC | NYUP | NPCC Upstate NY | NYISO | 36 | 019 | Clinton | 44.6967 | -73.6122 | 0 |  | WAT | HYDRO |  | 0.47119 | 6 | [9 empty] | 228639 | 94504 | 24766 | 10237 |  |  |  | 0 | 0 | 0 | 0 | -- |  |  |  | 0 | 0 | 0 | 0 | -- |  |  |  |  | -- | [6 empty] | -- |  |  |  | 0 | 0 | 0 | -- | 0 | 0 | 228639 | 94504 |  |  |  | EIA | EIA | EIA | n/a | EIA | EIA |  | 0 | 0 | 0 | 0 | 24766 | 0 | 0 | 0 | 0 | 0 | 0 | 0 | 24766 | 0 | 0 | 24766 | 0 | 0 | 0 | 0 | 100 | 0 | 0 | 0 | 0 | 0 | 0 | 0 | 100 | 0 | 0 | 100
4345 | MD | Roth Rock North Wind Farm, LLC | 57240 | Allegheny Electric Coop Inc | 332 | Roth Rock Wind Farm LLC | 56603 | PJM Interconnection, LLC | PJM | RFC | RFCW | RFC West | PJM | 24 | 023 | Garrett | 39.2872 | -79.4344 | 0 |  | WND | WIND |  | 0.28271 | 10 | [9 empty] | 228630 | 59666 | 24765 | 6463 |  |  |  | 0 | 0 | 0 | 0 | -- |  |  |  | 0 | 0 | 0 | 0 | -- |  |  |  |  | -- | [6 empty] | -- |  |  |  | 0 | 0 | 0 | -- | 0 | 0 | 228630 | 59666 |  |  |  | EIA | EIA | EIA | n/a | EIA | EIA |  | 0 | 0 | 0 | 0 | 0 | 0 | 24765 | 0 | 0 | 0 | 0 | 0 | 24765 | 24765 | 0 | 24765 | 0 | 0 | 0 | 0 | 0 | 0 | 100 | 0 | 0 | 0 | 0 | 0 | 100 | 100 | 0 | 100
5341 | MT | Musselshell Wind Project | 57963 | NorthWestern Energy LLC - (MT) | 12825 | Musselshell Wind Project LLC | 57333 | NorthWestern Energy (NWMT) | NWMT | WECC | NWPP | WECC Northwest |  | 30 | 107 | Wheatland | 46.2753 | -109.4828 | 0 |  | WND | WIND |  | 0.28227 | 10 | [9 empty] | 228278 | 74284 | 24727 | 8046 |  |  |  | 0 | 0 | 0 | 0 | -- |  |  |  | 0 | 0 | 0 | 0 | -- |  |  |  |  | -- | [6 empty] | -- |  |  |  | 0 | 0 | 0 | -- | 0 | 0 | 228278 | 74284 |  |  |  | EIA | EIA | EIA | n/a | EIA | EIA |  | 0 | 0 | 0 | 0 | 0 | 0 | 24727 | 0 | 0 | 0 | 0 | 0 | 24727 | 24727 | 0 | 24727 | 0 | 0 | 0 | 0 | 0 | 0 | 100 | 0 | 0 | 0 | 0 | 0 | 100 | 100 | 0 | 100
6736 | NM | South Valley Solar Energy Center | 60195 | Public Service Co of NM | 15473 | PNM Resources | 59300 | Public Service Company of New Mexico | PNM | WECC | AZNM | WECC Southwest |  | 35 | 001 | Bernalillo | 34.9861 | -106.7361 | 0 |  | SUN | SOLAR |  | 0.28225 | 10 | [9 empty] | 228262 | 94922 | 24725 | 10282 |  |  |  | 0 | 0 | 0 | 0 | -- |  |  |  | 0 | 0 | 0 | 0 | -- |  |  |  |  | -- | [6 empty] | -- |  |  |  | 0 | 0 | 0 | -- | 0 | 0 | 228262 | 94922 |  |  |  | EIA | EIA | EIA | n/a | EIA | EIA |  | 0 | 0 | 0 | 0 | 0 | 0 | 0 | 24725 | 0 | 0 | 0 | 0 | 24725 | 24725 | 0 | 24725 | 0 | 0 | 0 | 0 | 0 | 0 | 0 | 100 | 0 | 0 | 0 | 0 | 100 | 100 | 0 | 100
7178 | NY | Pyrites Plant | 10547 | Niagara Mohawk Power Corp. | 13573 | CHI Energy Inc | 34688 | New York Independent System Operator | NYIS | NPCC | NYUP | NPCC Upstate NY | NYISO | 36 | 089 | St Lawrence | 44.522 | -75.1881 | 0 |  | WAT | HYDRO |  | 0.34366 | 8.2 | [9 empty] | 227901 | 94200 | 24685.999 | 10204 |  |  |  | 0 | 0 | 0 | 0 | -- |  |  |  | 0 | 0 | 0 | 0 | -- |  |  |  |  | -- | [6 empty] | -- |  |  |  | 0 | 0 | 0 | -- | 0 | 0 | 227901 | 94200 |  |  |  | EIA | EIA | EIA | n/a | EIA | EIA |  | 0 | 0 | 0 | 0 | 24686 | 0 | 0 | 0 | 0 | 0 | 0 | 0 | 24686 | 0 | 0 | 24686 | 0 | 0 | 0 | 0 | 100 | 0 | 0 | 0 | 0 | 0 | 0 | 0 | 100 | 0 | 0 | 100
1006 | CA | Haypress | 10253 | Pacific Gas & Electric Co | 14328 | EIF Haypress LLC | 56531 | California Independent System Operator | CISO | WECC | CAMX | WECC California | CAISO | 06 | 091 | Sierra | 39.5657 | -120.5817 | 0 |  | WAT | HYDRO |  | 0.28176 | 10 | [9 empty] | 227864 | 119046 | 24682 | 12895 |  |  |  | 0 | 0 | 0 | 0 | -- |  |  |  | 0 | 0 | 0 | 0 | -- |  |  |  |  | -- | [6 empty] | -- |  |  |  | 0 | 0 | 0 | -- | 0 | 0 | 227864 | 119046 |  |  |  | EIA | EIA | EIA | n/a | EIA | EIA |  | 0 | 0 | 0 | 0 | 24682 | 0 | 0 | 0 | 0 | 0 | 0 | 0 | 24682 | 0 | 0 | 24682 | 0 | 0 | 0 | 0 | 100 | 0 | 0 | 0 | 0 | 0 | 0 | 0 | 100 | 0 | 0 | 100
6708 | NM | Meadow Lake Solar Energy Center | 59618 | Public Service Co of NM | 15473 | PNM Resources | 59300 | Public Service Company of New Mexico | PNM | WECC | AZNM | WECC Southwest |  | 35 | 061 | Valencia | 34.81 | -106.52 | 0 |  | SUN | SOLAR |  | 0.30895 | 9.1 | [9 empty] | 227366 | 94550 | 24628 | 10241 |  |  |  | 0 | 0 | 0 | 0 | -- |  |  |  | 0 | 0 | 0 | 0 | -- |  |  |  |  | -- | [6 empty] | -- |  |  |  | 0 | 0 | 0 | -- | 0 | 0 | 227366 | 94550 |  |  |  | EIA | EIA | EIA | n/a | EIA | EIA |  | 0 | 0 | 0 | 0 | 0 | 0 | 0 | 24628 | 0 | 0 | 0 | 0 | 24628 | 24628 | 0 | 24628 | 0 | 0 | 0 | 0 | 0 | 0 | 0 | 100 | 0 | 0 | 0 | 0 | 100 | 100 | 0 | 100
2244 | CT | UI RCP Bridgeport Seaside | 60054 | United Illuminating Co | 19497 | United Illuminating Co | 19497 | ISO New England Inc. | ISNE | NPCC | NEWE | NPCC New England | ISONE | 09 | 001 | Fairfield | 41.1576 | -73.2081 | 0 |  | NG | GAS |  | 0.56185 | 5 | 0.39692 | [6 empty] | 193959 | 83207 | 217677 | 98060 | 24609 | 11064 |  |  |  | 0 | 427.607 | 42.761 | 11.118 | -- |  |  |  | 0 | 0.017 | 0.002 | 0.904 | -- |  |  |  | 0 | -- |  |  |  | 0 | 0.019 | 0.002 | -- |  |  |  | 0 | 427.607 | 42.761 | -- | 193959 | 83207 | 217677 | 98060 |  |  |  | EIA | EIA | EIA | n/a | EIA | EIA | 8800.3176 | 0 | 0 | 22040 | 0 | 0 | 0 | 0 | 2569 | 0 | 0 | 0 | 22040 | 2569 | 2569 | 22040 | 2569 | 0 | 0 | 89.5607 | 0 | 0 | 0 | 0 | 10.4393 | 0 | 0 | 0 | 89.5607 | 10.4393 | 10.4393 | 89.5607 | 10.4393
2789 | IA | Archer Daniels Midland Des Moines | 10861 | MidAmerican Energy Co | 12341 | Archer Daniels Midland Co | 772 | Midcontinent Independent Transmission System Operator, Inc.. | MISO | MRO | MROW | MRO West | MISO | 19 | 153 | Polk | 41.6244 | -93.5845 | 0 |  | SUB | COAL | Yes | 0.35521 | 7.9 | 0.74132 |  | Yes | 1084293.6 | 0.077 | 0.09352 |  | 142325.2876 | 70131.6346 | 142325.288 | 70131.635 | 24582 | 12112.713 | 20.332 | 10.019 | 26.152 | 15221.151 | 3451.512 | 502.038 | 15335.207 | -- | 1.654 | 1.654 | 2.128 | 1238.398 | 0.14 | 0.02 | 1247.678 | -- | 0.286 | 0.286 | 0.367 | 213.892 | -- | 1.654 | 1.654 | 2.128 | 1238.398 | 0.14 | 0.02 | -- | 217.41 | 107.13 | 279.644 | 162758.554 | 36906.742 | 5368.253 | -- | 1521873 | 749912 | 1521873 | 749912 | EIA | EIA | EIA | EIA | EIA | EIA | n/a | EIA | EIA | 5789.8173 | 24582 | 0 | 0 | 0 | 0 | 0 | 0 | 0 | 0 | 0 | 0 | 24582 | 0 | 0 | 24582 | 0 | 100 | 0 | 0 | 0 | 0 | 0 | 0 | 0 | 0 | 0 | 0 | 100 | 0 | 0 | 100 | 0
9168 | VT | Gilman Mill | 10608 | Green Mountain Power Corp | 7601 | Ampersand Gilman Hydro LP | 56467 | ISO New England Inc. | ISNE | NPCC | NEWE | NPCC New England | ISONE | 50 | 009 | Essex | 44.4122 | -71.7228 | 0 |  | WAT | HYDRO |  | 0.31865 | 8.8 | [9 empty] | 226774 | 57111 | 24564 | 6186 |  |  |  | 0 | 0 | 0 | 0 | -- |  |  |  | 0 | 0 | 0 | 0 | -- |  |  |  |  | -- | [6 empty] | -- |  |  |  | 0 | 0 | 0 | -- |  |  | 226774 | 57111 |  |  |  | EIA | EIA | EIA | n/a | EIA | EIA |  | 0 | 0 | 0 | 0 | 24564 | 0 | 0 | 0 | 0 | 0 | 0 | 0 | 24564 | 0 | 0 | 24564 | 0 | 0 | 0 | 0 | 100 | 0 | 0 | 0 | 0 | 0 | 0 | 0 | 100 | 0 | 0 | 100
7526 | OK | Frontier Windpower | 60218 | Oklahoma Gas & Electric Co | 14063 | Frontier Windpower, LLC | 59998 | Southwestern Power Administration | SPA | SPP | SPSO | SPP South | SPP | 40 | 071 | Kay | 36.8389 | -97.181 | 0 |  | WND | WIND |  | 0.01401 | 200 | [9 empty] | 226599 | 0 | 24545 | 0 |  |  |  | 0 | 0 | 0 | 0 | -- |  |  |  | 0 | 0 | 0 | 0 | -- |  |  |  |  | -- | [6 empty] | -- |  |  |  | 0 | 0 | 0 | -- | 0 | 0 | 226599 | 0 |  |  |  | EIA | EIA | EIA | n/a | EIA | EIA |  | 0 | 0 | 0 | 0 | 0 | 0 | 24545 | 0 | 0 | 0 | 0 | 0 | 24545 | 24545 | 0 | 24545 | 0 | 0 | 0 | 0 | 0 | 0 | 100 | 0 | 0 | 0 | 0 | 0 | 100 | 100 | 0 | 100
285 | AR | SR Camden | 59947 | Ouachita Electric Coop Corp | 14238 | SR Camden, LLC | 59710 | Southwestern Power Administration | SPA | SERC | SRMV | SERC Mississippi Valley | SPP | 05 | 013 | Calhoun | 33.6315 | -92.7036 | 0 |  | SUN | SOLAR |  | 0.23347 | 12 | [9 empty] | 226573 | 99579 | 24542 | 10786 |  |  |  | 0 | 0 | 0 | 0 | -- |  |  |  | 0 | 0 | 0 | 0 | -- |  |  |  |  | -- | [6 empty] | -- |  |  |  | 0 | 0 | 0 | -- | 0 | 0 | 226573 | 99579 |  |  |  | EIA | EIA | EIA | n/a | EIA | EIA |  | 0 | 0 | 0 | 0 | 0 | 0 | 0 | 24542 | 0 | 0 | 0 | 0 | 24542 | 24542 | 0 | 24542 | 0 | 0 | 0 | 0 | 0 | 0 | 0 | 100 | 0 | 0 | 0 | 0 | 100 | 100 | 0 | 100
2752 | HI | Wainiha Hydro | 10413 | Kauai Island Utility Cooperative | 10071 | McBryde Sugar Co Ltd | 11936 | Hawaii Miscellaneous | NA | HICC | HIMS | HICC Miscellaneous |  | 15 | 007 | Kauai | 22.1963 | -159.5561 | 0 |  | WAT | HYDRO |  | 0.77794 | 3.6 | [9 empty] | 226489 | 82574 | 24533 | 8944 |  |  |  | 0 | 0 | 0 | 0 | -- |  |  |  | 0 | 0 | 0 | 0 | -- |  |  |  |  | -- | [6 empty] | -- |  |  |  | 0 | 0 | 0 | -- | 0 | 0 | 226489 | 82574 |  |  |  | EIA | EIA | EIA | n/a | EIA | EIA |  | 0 | 0 | 0 | 0 | 24533 | 0 | 0 | 0 | 0 | 0 | 0 | 0 | 24533 | 0 | 0 | 24533 | 0 | 0 | 0 | 0 | 100 | 0 | 0 | 0 | 0 | 0 | 0 | 0 | 100 | 0 | 0 | 100
3045 | ID | Cassia Wind | 56934 | Idaho Power Co | 9191 | Cassia Wind Farm, LLC | 56158 | Idaho Power Company | IPCO | WECC | NWPP | WECC Northwest |  | 16 | 083 | Twin Falls | 42.8444 | -115.0369 | 0 |  | WND | WIND |  | 0.26643 | 10.5 | [9 empty] | 226241 | 75672 | 24506 | 8197 |  |  |  | 0 | 0 | 0 | 0 | -- |  |  |  | 0 | 0 | 0 | 0 | -- |  |  |  |  | -- | [6 empty] | -- |  |  |  | 0 | 0 | 0 | -- | 0 | 0 | 226241 | 75672 |  |  |  | EIA | EIA | EIA | n/a | EIA | EIA |  | 0 | 0 | 0 | 0 | 0 | 0 | 24506 | 0 | 0 | 0 | 0 | 0 | 24506 | 24506 | 0 | 24506 | 0 | 0 | 0 | 0 | 0 | 0 | 100 | 0 | 0 | 0 | 0 | 0 | 100 | 100 | 0 | 100
3665 | KS | Kingman Wind | 60639 | Westar Energy Inc | 22500 | Kingman Wind Energy, LLC | 60371 | Southwest Power Pool | SWPP | SPP | SPNO | SPP North |  | 20 | 151 | Pratt | 37.5867 | -98.5793 | 0 |  | WND | WIND |  | 0.013 | 214.8 | [9 empty] | 225907 | 0 | 24470 | 0 |  |  |  | 0 | 0 | 0 | 0 | -- |  |  |  | 0 | 0 | 0 | 0 | -- |  |  |  |  | -- | [6 empty] | -- |  |  |  | 0 | 0 | 0 | -- | 0 | 0 | 225907 | 0 |  |  |  | EIA | EIA | EIA | n/a | EIA | EIA |  | 0 | 0 | 0 | 0 | 0 | 0 | 24470 | 0 | 0 | 0 | 0 | 0 | 24470 | 24470 | 0 | 24470 | 0 | 0 | 0 | 0 | 0 | 0 | 100 | 0 | 0 | 0 | 0 | 0 | 100 | 100 | 0 | 100
2186 | CT | Fairfield University CHP Plant | 56928 | United Illuminating Co | 19497 | Fairfield University | 56143 | ISO New England Inc. | ISNE | NPCC | NEWE | NPCC New England | ISONE | 09 | 001 | Fairfield | 41.1589 | -73.2572 | 0 |  | NG | GAS |  | 0.62022 | 4.5 | 0.29964 |  | Yes | 57977.6 | 1.439 | 0.65742 |  | 156443.6462 | 67113.1126 | 156443.646 | 67113.113 | 24449 | 10488 | 24.325 | 10.435 | 0.25 | 9143.275 | 344.899 | 34.49 | 9152.242 | -- | 1.99 | 1.99 | 0.02 | 747.947 | 0.014 | 0.001 | 748.68 | -- | 0.311 | 0.311 | 0.003 | 116.889 | -- | 1.99 | 1.99 | 0.02 | 747.947 | 0.014 | 0.001 | -- | 37.001 | 15.873 | 0.38 | 13907.869 | 524.628 | 52.463 | -- | 237967 | 102086 | 237967 | 102086 | EIA | EIA | EIA | EIA | EIA | EIA | n/a | EIA | EIA | 6398.7748 | 0 | 0 | 24449 | 0 | 0 | 0 | 0 | 0 | 0 | 0 | 0 | 24449 | 0 | 0 | 24449 | 0 | 0 | 0 | 100 | 0 | 0 | 0 | 0 | 0 | 0 | 0 | 0 | 100 | 0 | 0 | 100 | 0
3462 | IN | Green Cow Power | 60721 | Northern Indiana Pub Serv Co | 13756 | Green Cow Power LLC | 60441 | Midcontinent Independent Transmission System Operator, Inc.. | MISO | RFC | RFCW | RFC West | MISO | 18 | 039 | Elkhart | 41.5367 | -85.9272 | 0 |  | OBG | BIOMASS |  | 0.93025 | 3 | 0 | Yes | [5 empty] | 263541 | 110163 | 263541 | 110163 | 24447 | 10218.999 | 561.558 | 234.738 | 0.858 | 0 | 612.997 | 61.3 | 15.938 | -- | 45.941 | 45.941 | 0.07 | 0 | 0.025 | 0.003 | 1.304 | -- | 4.262 | 4.262 | 0.007 | 0 | -- | 45.941 | 45.941 | 0.07 | 0 | 0.025 | 0.003 | -- | 561.558 | 234.738 | 0.858 | 16734.798 | 612.997 | 61.3 | -- | 263541 | 110163 | 263541 | 110163 | EIA | EIA | EIA | EIA | EIA | EIA | n/a | EIA | EIA | 10780.0957 | 0 | 0 | 0 | 0 | 0 | 24447 | 0 | 0 | 0 | 0 | 0 | 0 | 24447 | 24447 | 24447 | 0 | 0 | 0 | 0 | 0 | 0 | 100 | 0 | 0 | 0 | 0 | 0 | 0 | 100 | 100 | 100 | 0
936 | CA | G2 Energy Ostrom Road LLC | 57133 | Pacific Gas & Electric Co | 14328 | G2 Energy LLC | 56440 | California Independent System Operator | CISO | WECC | CAMX | WECC California | CAISO | 06 | 115 | Yuba | 39.0728 | -121.3992 | 0 |  | LFG | BIOMASS |  | 0.79612 | 3.5 | 0.0064688 | Yes | [5 empty] | 268816 | 114463 | 268816 | 114463 | 24409 | 10394 | 184.974 | 78.762 | 4.502 | 0 | 0 | 0 | 0 | -- | 15.156 | 15.155 | 0.369 | 0 | 0 | 0 | 0 | -- | 1.376 | 1.376 | 0.033 | 0 | -- | 15.156 | 15.155 | 0.369 | 0 | 0 | 0 | -- | 192.581 | 82.001 | 6.048 | 17069.76 | 625.267 | 62.527 | -- | 268816 | 114463 | 268816 | 114463 | EIA | EIA | EIA | EIA | EIA | EIA | n/a | EIA | EIA | 11012.987 | 0 | 0 | 0 | 0 | 0 | 24409 | 0 | 0 | 0 | 0 | 0 | 0 | 24409 | 24409 | 24409 | 0 | 0 | 0 | 0 | 0 | 0 | 100 | 0 | 0 | 0 | 0 | 0 | 0 | 100 | 100 | 100 | 0
8861 | TX | Woodall Gas Plant | 57952 | North Plains Electric Coop Inc | 13757 | Energy Transfer Field Services LLC | 59344 | Southwest Power Pool | SWPP | SPP | SPSO | SPP South |  | 48 | 211 | Hemphill | 35.6908 | -100.2403 | 0 |  | NG | GAS |  | 0.92831 | 3 | 0 | [6 empty] | 300270 | 147384.999 | 300270 | 147384.999 | 24396 | 11975.001 | 392.421 | 192.618 | 0.48 | 17549.139 | 661.983 | 66.198 | 17566.351 | -- | 32.171 | 32.17 | 0.039 | 1438.69 | 0.027 | 0.003 | 1440.101 | -- | 2.614 | 2.614 | 0.003 | 116.889 | -- | 32.171 | 32.17 | 0.039 | 1438.683 | 0.027 | 0.003 | -- | 392.421 | 192.618 | 0.48 | 17549.139 | 661.983 | 66.198 | -- | 300270 | 147384.999 | 300270 | 147384.999 | EIA | EIA | EIA | EIA | EIA | EIA | n/a | EIA | EIA | 12308.1047 | 0 | 0 | 24396.12 | 0 | 0 | 0 | 0 | 0 | 0 | 0 | 0 | 24396.12 | 0 | 0 | 24396.12 | 0 | 0 | 0 | 100 | 0 | 0 | 0 | 0 | 0 | 0 | 0 | 0 | 100 | 0 | 0 | 100 | 0
9321 | WA | Nooksack Hydro | 58696 | Puget Sound Energy Inc | 15500 | Puget Sound Hydro LLC | 58627 | Puget Sound Energy | PSEI | WECC | NWPP | WECC Northwest |  | 53 | 073 | Whatcom | 48.9078 | -121.8142 | 0 |  | WAT | HYDRO |  | 1.855 | 1.5 | [9 empty] | 225020 | 88292 | 24374 | 9564 |  |  |  | 0 | 0 | 0 | 0 | -- |  |  |  | 0 | 0 | 0 | 0 | -- |  |  |  |  | -- | [6 empty] | -- |  |  |  | 0 | 0 | 0 | -- | 0 | 0 | 225020 | 88292 |  |  |  | EIA | EIA | EIA | n/a | EIA | EIA |  | 0 | 0 | 0 | 0 | 24374 | 0 | 0 | 0 | 0 | 0 | 0 | 0 | 24374 | 0 | 0 | 24374 | 0 | 0 | 0 | 0 | 100 | 0 | 0 | 0 | 0 | 0 | 0 | 0 | 100 | 0 | 0 | 100
7244 | NY | Sugar Island | 2616 | Niagara Mohawk Power Corp. | 13573 | Erie Boulevard Hydropower LP | 5914 | New York Independent System Operator | NYIS | NPCC | NYUP | NPCC Upstate NY | NYISO | 36 | 089 | St Lawrence | 44.6422 | -74.9765 | 0 |  | WAT | HYDRO |  | 0.69558 | 4 | [9 empty] | 225013 | 93006 | 24373 | 10074 |  |  |  | 0 | 0 | 0 | 0 | -- |  |  |  | 0 | 0 | 0 | 0 | -- |  |  |  |  | -- | [6 empty] | -- |  |  |  | 0 | 0 | 0 | -- | 0 | 0 | 225013 | 93006 |  |  |  | EIA | EIA | EIA | n/a | EIA | EIA |  | 0 | 0 | 0 | 0 | 24373 | 0 | 0 | 0 | 0 | 0 | 0 | 0 | 24373 | 0 | 0 | 24373 | 0 | 0 | 0 | 0 | 100 | 0 | 0 | 0 | 0 | 0 | 0 | 0 | 100 | 0 | 0 | 100
4497 | MI | Blue Water Renewables Inc | 57706 | DTE Electric Company | 5109 | Blue Water Renewables Inc | 57029 | Midcontinent Independent Transmission System Operator, Inc.. | MISO | RFC | RFCM | RFC Michigan | MISO | 26 | 147 | St Clair | 42.9158 | -82.5945 | 0 |  | LFG | BIOMASS |  | 0.86922 | 3.2 | 0 | Yes | [5 empty] | 244064 | 102759 | 244064 | 102759 | 24366 | 10259 | 147.497 | 62.102 | 4.089 | 0 | 0 | 0 | 0 | -- | 12.107 | 12.107 | 0.336 | 0 | 0 | 0 | 0 | -- | 1.209 | 1.209 | 0.034 | 0 | -- | 12.107 | 12.107 | 0.336 | 0 | 0 | 0 | -- | 154.404 | 65.01 | 5.492 | 15498.012 | 567.693 | 56.769 | -- | 244064 | 102759 | 244064 | 102759 | EIA | EIA | EIA | EIA | EIA | EIA | n/a | EIA | EIA | 10016.5805 | 0 | 0 | 0 | 0 | 0 | 24366 | 0 | 0 | 0 | 0 | 0 | 0 | 24366 | 24366 | 24366 | 0 | 0 | 0 | 0 | 0 | 0 | 100 | 0 | 0 | 0 | 0 | 0 | 0 | 100 | 100 | 100 | 0
9200 | VT | Peterson | 3720 | Green Mountain Power Corp | 7601 | Green Mountain Power Corp | 7601 | ISO New England Inc. | ISNE | NPCC | NEWE | NPCC New England | ISONE | 50 | 007 | Chittenden | 44.6381 | -73.1625 | 0 |  | WAT | HYDRO |  | 0.44151 | 6.3 | [9 empty] | 224947 | 56651 | 24366 | 6136 |  |  |  | 0 | 0 | 0 | 0 | -- |  |  |  | 0 | 0 | 0 | 0 | -- |  |  |  |  | -- | [6 empty] | -- |  |  |  | 0 | 0 | 0 | -- | 0 | 0 | 224947 | 56651 |  |  |  | EIA | EIA | EIA | n/a | EIA | EIA |  | 0 | 0 | 0 | 0 | 24366 | 0 | 0 | 0 | 0 | 0 | 0 | 0 | 24366 | 0 | 0 | 24366 | 0 | 0 | 0 | 0 | 100 | 0 | 0 | 0 | 0 | 0 | 0 | 0 | 100 | 0 | 0 | 100
1624 | CA | SEPV9 Power Plant | 58227 | Southern California Edison Co | 17609 | Highlander Solar 2, LLC | 58198 | California Independent System Operator | CISO | WECC | CAMX | WECC California | CAISO | 06 | 071 | San Bernardino | 34.1922 | -116.0903 | 0 |  | SUN | SOLAR |  | 0.3086 | 9 | [9 empty] | 224613 | 119494 | 24330 | 12943 |  |  |  | 0 | 0 | 0 | 0 | -- |  |  |  | 0 | 0 | 0 | 0 | -- |  |  |  |  | -- | [6 empty] | -- |  |  |  | 0 | 0 | 0 | -- | 0 | 0 | 224613 | 119494 |  |  |  | EIA | EIA | EIA | n/a | EIA | EIA |  | 0 | 0 | 0 | 0 | 0 | 0 | 0 | 24330 | 0 | 0 | 0 | 0 | 24330 | 24330 | 0 | 24330 | 0 | 0 | 0 | 0 | 0 | 0 | 0 | 100 | 0 | 0 | 0 | 0 | 100 | 100 | 0 | 100
4409 | ME | International Paper Riley Hydro | 50081 | Central Maine Power Co | 3266 | Eagle Creek RE LLC | 57280 | ISO New England Inc. | ISNE | NPCC | NEWE | NPCC New England | ISONE | 23 | 007 | Franklin | 44.5034 | -70.2491 | 0 |  | WAT | HYDRO |  | 0.42068 | 6.6 | [9 empty] | 224541 | 81706.002 | 24322.002 | 8850 |  |  |  | 0 | 0 | 0 | 0 | -- |  |  |  | 0 | 0 | 0 | 0 | -- |  |  |  |  | -- | [6 empty] | -- |  |  |  | 0 | 0 | 0 | -- | 0 | 0 | 224541 | 81706.002 |  |  |  | EIA | EIA | EIA | n/a | EIA | EIA |  | 0 | 0 | 0 | 0 | 24322 | 0 | 0 | 0 | 0 | 0 | 0 | 0 | 24322 | 0 | 0 | 24322 | 0 | 0 | 0 | 0 | 100 | 0 | 0 | 0 | 0 | 0 | 0 | 0 | 100 | 0 | 0 | 100
1921 | CA | Whiskeytown | 7189 | WAPA-- Western Area Power Administration | 27000 | City of Redding - (CA) | 15783 | Western Area Power Administration - Desert Southwest Region | WALC | WECC | NWPP | WECC Northwest |  | 06 | 089 | Shasta | 40.5976 | -122.5387 | 0 |  | WAT | HYDRO |  | 0.79031 | 3.5 | [9 empty] | 223699 | 116869 | 24231 | 12659 |  |  |  | 0 | 0 | 0 | 0 | -- |  |  |  | 0 | 0 | 0 | 0 | -- |  |  |  |  | -- | [6 empty] | -- |  |  |  | 0 | 0 | 0 | -- | 0 | 0 | 223699 | 116869 |  |  |  | EIA | EIA | EIA | n/a | EIA | EIA |  | 0 | 0 | 0 | 0 | 24231 | 0 | 0 | 0 | 0 | 0 | 0 | 0 | 24231 | 0 | 0 | 24231 | 0 | 0 | 0 | 0 | 100 | 0 | 0 | 0 | 0 | 0 | 0 | 0 | 100 | 0 | 0 | 100
7920 | PA | Lycoming County | 57582 | PPL Electric Utilities Corp | 14715 | EPP Renewable Energy | 57249 | PJM Interconnection, LLC | PJM | RFC | RFCE | RFC East | PJM | 42 | 081 | Lycoming | 41.1511 | -76.9178 | 0 |  | LFG | BIOMASS |  | 0.86426 | 3.2 | 0 | Yes | [5 empty] | 276045 | 114255 | 276045 | 114255 | 24227 | 10028 | 177.154 | 73.325 | 4.625 | 0.001 | 0 | 0 | 0.001 | -- | 14.625 | 14.624 | 0.382 | 0 | 0 | 0 | 0 | -- | 1.284 | 1.284 | 0.034 | 0 | -- | 14.625 | 14.624 | 0.382 | 0 | 0 | 0 | -- | 184.966 | 76.558 | 6.212 | 17528.8 | 642.081 | 64.208 | -- | 276045 | 114255 | 276045 | 114255 | EIA | EIA | EIA | EIA | EIA | EIA | n/a | EIA | EIA | 11394.1057 | 0 | 0 | 0 | 0 | 0 | 24227 | 0 | 0 | 0 | 0 | 0 | 0 | 24227 | 24227 | 24227 | 0 | 0 | 0 | 0 | 0 | 0 | 100 | 0 | 0 | 0 | 0 | 0 | 0 | 100 | 100 | 100 | 0
2216 | CT | New Haven Harbor | 6156 | United Illuminating Co | 19497 | PSEG Power Connecticut LLC | 15452 | ISO New England Inc. | ISNE | NPCC | NEWE | NPCC New England | ISONE | 09 | 009 | New Haven | 41.284 | -72.9043 | 1 | 1 | RFO | OIL |  | 0.00431 | 641.5 | 1 | [6 empty] | 674654.752 | 614801.711 | 674654.752 | 614801.711 | 24216 | 35640 | 23.963 | 21.046 | 29.295 | 47182.466 | 2488.108 | 406.666 | 47271.624 | -- | 1.979 | 1.181 | 2.419 | 3896.801 | 0.103 | 0.017 | 3904.165 | -- | 0.071 | 0.068 | 0.087 | 139.871 | -- | 1.979 | 1.181 | 2.419 | 3896.801 | 0.103 | 0.017 | -- | 23.963 | 21.046 | 29.295 | 47182.466 | 2488.108 | 406.666 | -- | 674654.752 | 614801.711 | 674654.752 | 614801.711 | EPA/CAMD | EPA/CAMD | EPA/CAMD | EPA/CAMD | EIA | EIA | n/a | EPA/CAMD | EPA/CAMD | 27859.8758 | 0 | -542.024 | 24758.024 | 0 | 0 | 0 | 0 | 0 | 0 | 0 | 0 | 24216 | 0 | 0 | 24216 | 0 | 0 | 0 | 100 | 0 | 0 | 0 | 0 | 0 | 0 | 0 | 0 | 100 | 0 | 0 | 100 | 0
6665 | NM | Chaves Solar, LLC | 60405 | Southwestern Public Service Co | 17718 | Chaves Solar LLC | 60208 | Southwest Power Pool | SWPP | SPP | SPSO | SPP South |  | 35 | 005 | Chaves | 33.45 | -104.456 | 0 |  | SUN | SOLAR |  | 0.03945 | 70 | [9 empty] | 223304 | 0 | 24188 | 0 |  |  |  | 0 | 0 | 0 | 0 | -- |  |  |  | 0 | 0 | 0 | 0 | -- |  |  |  |  | -- | [6 empty] | -- |  |  |  | 0 | 0 | 0 | -- | 0 | 0 | 223304 | 0 |  |  |  | EIA | EIA | EIA | n/a | EIA | EIA |  | 0 | 0 | 0 | 0 | 0 | 0 | 0 | 24188 | 0 | 0 | 0 | 0 | 24188 | 24188 | 0 | 24188 | 0 | 0 | 0 | 0 | 0 | 0 | 0 | 100 | 0 | 0 | 0 | 0 | 100 | 100 | 0 | 100
4569 | MI | Granger Electric of Watervliet | 58546 | Consumers Energy Co | 4254 | Granger Electric Co | 7477 | Midcontinent Independent Transmission System Operator, Inc.. | MISO | RFC | RFCM | RFC Michigan | MISO | 26 | 021 | Berrien | 42.1758 | -86.28 | 0 |  | LFG | BIOMASS |  | 0.86116 | 3.2 | 0 | Yes | [5 empty] | 268641 | 113107 | 268641 | 113107 | 24140 | 10164 | 187.159 | 78.801 | 4.499 | 0.001 | 0 | 0 | 0.001 | -- | 15.506 | 15.506 | 0.373 | 0 | 0 | 0 | 0 | -- | 1.393 | 1.393 | 0.033 | 0 | -- | 15.506 | 15.506 | 0.373 | 0 | 0 | 0 | -- | 194.762 | 82.002 | 6.044 | 17058.648 | 624.86 | 62.486 | -- | 268641 | 113107 | 268641 | 113107 | EIA | EIA | EIA | EIA | EIA | EIA | n/a | EIA | EIA | 11128.459 | 0 | 0 | 0 | 0 | 0 | 24140 | 0 | 0 | 0 | 0 | 0 | 0 | 24140 | 24140 | 24140 | 0 | 0 | 0 | 0 | 0 | 0 | 100 | 0 | 0 | 0 | 0 | 0 | 0 | 100 | 100 | 100 | 0
7077 | NY | Lower Saranac Hydroelectric Facility | 10214 | New York State Elec & Gas Corp | 13511 | Lower Saranac Hydro Partner LP | 11270 | New York Independent System Operator | NYIS | NPCC | NYUP | NPCC Upstate NY | NYISO | 36 | 019 | Clinton | 44.6694 | -73.5075 | 0 |  | WAT | HYDRO |  | 0.41104 | 6.7 | [9 empty] | 222723 | 92059.001 | 24125 | 9971.999 |  |  |  | 0 | 0 | 0 | 0 | -- |  |  |  | 0 | 0 | 0 | 0 | -- |  |  |  |  | -- | [6 empty] | -- |  |  |  | 0 | 0 | 0 | -- | 0 | 0 | 222723 | 92059.001 |  |  |  | EIA | EIA | EIA | n/a | EIA | EIA |  | 0 | 0 | 0 | 0 | 24125 | 0 | 0 | 0 | 0 | 0 | 0 | 0 | 24125 | 0 | 0 | 24125 | 0 | 0 | 0 | 0 | 100 | 0 | 0 | 0 | 0 | 0 | 0 | 0 | 100 | 0 | 0 | 100
8608 | TX | Mesquite Creek LFGTE Project | 57167 | City of New Braunfels - (TX) | 13418 | WM Renewable Energy LLC | 54842 | Electric Reliability Council of Texas, Inc. | ERCO | TRE | ERCT | ERCOT All | ERCOT | 48 | 091 | Comal | 29.7372 | -98.0228 | 0 |  | LFG | BIOMASS |  | 0.86002 | 3.2 | 0 | Yes | [5 empty] | 267683 | 99492 | 267683 | 99492 | 24108 | 8960 | 178.317 | 66.276 | 4.483 | 0 | 0 | 0 | 0 | -- | 14.793 | 14.794 | 0.372 | 0 | 0 | 0 | 0 | -- | 1.332 | 1.332 | 0.033 | 0 | -- | 14.793 | 14.794 | 0.372 | 0 | 0 | 0 | -- | 185.892 | 69.092 | 6.022 | 16997.814 | 622.631 | 62.263 | -- | 267683 | 99492 | 267683 | 99492 | EIA | EIA | EIA | EIA | EIA | EIA | n/a | EIA | EIA | 11103.4926 | 0 | 0 | 0 | 0 | 0 | 24108 | 0 | 0 | 0 | 0 | 0 | 0 | 24108 | 24108 | 24108 | 0 | 0 | 0 | 0 | 0 | 0 | 100 | 0 | 0 | 0 | 0 | 0 | 0 | 100 | 100 | 100 | 0
2425 | FL | Perdido | 57502 | Gulf Power Co | 7801 | Gulf Power Co | 7801 | Southern Company Services, Inc. - Trans | SOCO | SERC | SRSO | SERC South |  | 12 | 033 | Escambia | 30.57 | -87.39 | 0 |  | LFG | BIOMASS |  | 0.57301 | 4.8 | 0.37831 | Yes | [5 empty] | 268240 | 108273 | 268240 | 108273 | 24094 | 9725 | 169.205 | 68.298 | 4.494 | 0 | 0 | 0 | 0 | -- | 14.045 | 14.046 | 0.373 | 0 | 0 | 0 | 0 | -- | 1.262 | 1.262 | 0.034 | 0 | -- | 14.045 | 14.046 | 0.373 | 0 | 0 | 0 | -- | 176.796 | 71.362 | 6.036 | 17033.184 | 623.927 | 62.393 | -- | 268240 | 108273 | 268240 | 108273 | EIA | EIA | EIA | EIA | EIA | EIA | n/a | EIA | EIA | 11133.0622 | 0 | 0 | 0 | 0 | 0 | 24094 | 0 | 0 | 0 | 0 | 0 | 0 | 24094 | 24094 | 24094 | 0 | 0 | 0 | 0 | 0 | 0 | 100 | 0 | 0 | 0 | 0 | 0 | 0 | 100 | 100 | 100 | 0
8745 | TX | Security | 55556 | Sam Houston Electric Coop Inc | 16613 | TX LFG Energy, LP | 56772 | Midcontinent Independent Transmission System Operator, Inc.. | MISO | SERC | SRMV | SERC Mississippi Valley | MISO | 48 | 339 | Montgomery | 30.3225 | -95.2681 | 0 |  | LFG | BIOMASS |  | 0.58467 | 4.7 | 0.35888 | Yes | [5 empty] | 274397 | 101989 | 274397 | 101989 | 24072 | 8947 | 168.911 | 62.782 | 4.596 | 0 | 0 | 0 | 0 | -- | 14.034 | 14.034 | 0.382 | 0 | 0 | 0 | 0 | -- | 1.231 | 1.231 | 0.034 | 0 | -- | 14.034 | 14.034 | 0.382 | 0 | 0 | 0 | -- | 176.676 | 65.668 | 6.174 | 17424.152 | 638.248 | 63.825 | -- | 274397 | 101989 | 274397 | 101989 | EIA | EIA | EIA | EIA | EIA | EIA | n/a | EIA | EIA | 11399.0113 | 0 | 0 | 0 | 0 | 0 | 24072 | 0 | 0 | 0 | 0 | 0 | 0 | 24072 | 24072 | 24072 | 0 | 0 | 0 | 0 | 0 | 0 | 100 | 0 | 0 | 0 | 0 | 0 | 0 | 100 | 100 | 100 | 0
7601 | OK | Weleetka | 2966 | Public Service Co of Oklahoma | 15474 | Public Service Co of Oklahoma | 15474 | Southwest Power Pool | SWPP | SPP | SPSO | SPP South |  | 40 | 107 | Okfuskee | 35.3233 | -96.1352 | 0 |  | NG | GAS |  | 0.01686 | 163 | 1 | [6 empty] | 398521.918 | 329139.4 | 398521.918 | 329139.4 | 24066.999 | 12339 | 142.251 | 115.198 | 0.102 | 23291.426 | 775.668 | 78.267 | 23311.702 | -- | 11.821 | 18.672 | 0.008 | 1935.549 | 0.032 | 0.003 | 1937.234 | -- | 0.714 | 0.7 | 0.001 | 116.889 | -- | 11.821 | 18.672 | 0.008 | 1935.549 | 0.032 | 0.003 | -- | 142.251 | 115.198 | 0.102 | 23291.426 | 775.668 | 78.267 | -- | 398521.918 | 329139.4 | 398521.918 | 329139.4 | EPA/CAMD; EIA | EPA/CAMD | EIA | EIA | EIA | EIA | n/a | EPA/CAMD; EIA | EPA/CAMD | 16558.8531 | 0 | 0 | 24067 | 0 | 0 | 0 | 0 | 0 | 0 | 0 | 0 | 24067 | 0 | 0 | 24067 | 0 | 0 | 0 | 100 | 0 | 0 | 0 | 0 | 0 | 0 | 0 | 0 | 100 | 0 | 0 | 100 | 0
7270 | NY | US Gypsum Oakfield | 50203 | Niagara Mohawk Power Corp. | 13573 | U S Gypsum Co | 19351 | New York Independent System Operator | NYIS | NPCC | NYUP | NPCC Upstate NY | NYISO | 36 | 037 | Genesee | 43.0647 | -78.2972 | 0 |  | NG | GAS |  | 0.47333 | 5.8 | 0.54445 |  | Yes | 177418.4 | 0.463 | 0.38151 |  | 134521.2168 | 70313.8336 | 134521.217 | 70313.834 | 24049 | 12570 | 20.022 | 10.465 | 0.215 | 7862.029 | 296.569 | 29.657 | 7869.74 | -- | 1.665 | 1.665 | 0.018 | 653.834 | 0.012 | 0.001 | 654.475 | -- | 0.298 | 0.298 | 0.003 | 116.889 | -- | 1.665 | 1.665 | 0.018 | 653.829 | 0.012 | 0.001 | -- | 52.48 | 27.431 | 0.563 | 20607.658 | 777.355 | 77.735 | -- | 352602 | 184304 | 352602 | 184304 | EIA | EIA | EIA | EIA | EIA | EIA | n/a | EIA | EIA | 5593.5839 | 0 | 0 | 24049.2 | 0 | 0 | 0 | 0 | 0 | 0 | 0 | 0 | 24049.2 | 0 | 0 | 24049.2 | 0 | 0 | 0 | 100 | 0 | 0 | 0 | 0 | 0 | 0 | 0 | 0 | 100 | 0 | 0 | 100 | 0
9604 | WV | Glen Ferris Hydro | 50010 | Appalachian Power Co | 733 | Hawks Nest Hydro LLC | 55698 | PJM Interconnection, LLC | PJM | RFC | RFCW | RFC West | PJM | 54 | 019 | Fayette | 38.1483 | -81.2147 | 0 |  | WAT | HYDRO |  | 0.44215 | 6.2 | [9 empty] | 221696.002 | 87784.998 | 24013.998 | 9509 |  |  |  | 0 | 0 | 0 | 0 | -- |  |  |  | 0 | 0 | 0 | 0 | -- |  |  |  |  | -- | [6 empty] | -- |  |  |  | 0 | 0 | 0 | -- | 0 | 0 | 221696.002 | 87784.998 |  |  |  | EIA | EIA | EIA | n/a | EIA | EIA |  | 0 | 0 | 0 | 0 | 24014 | 0 | 0 | 0 | 0 | 0 | 0 | 0 | 24014 | 0 | 0 | 24014 | 0 | 0 | 0 | 0 | 100 | 0 | 0 | 0 | 0 | 0 | 0 | 0 | 100 | 0 | 0 | 100
6650 | NM | Animas | 2465 | City of Farmington - (NM) | 6204 | City of Farmington - (NM) | 6204 | Western Area Power Administration - Rocky Mountain Region | WACM | WECC | AZNM | WECC Southwest |  | 35 | 045 | San Juan | 36.7251 | -108.192 | 4 | 1 | NG | GAS |  | 0.05449 | 50.3 | 1 | [6 empty] | 297232 | 137922 | 297232 | 137922 | 24010 | 11141 | 46.533 | 21.592 | 0.475 | 17371.584 | 655.285 | 65.528 | 17388.621 | -- | 3.876 | 3.876 | 0.04 | 1447.029 | 0.027 | 0.003 | 1448.448 | -- | 0.313 | 0.313 | 0.003 | 116.889 | -- | 3.876 | 3.876 | 0.04 | 1447.029 | 0.027 | 0.003 | -- | 46.533 | 21.592 | 0.475 | 17371.584 | 655.285 | 65.528 | -- | 297232 | 137922 | 297232 | 137922 | EIA | EIA | EIA | EIA | EIA | EIA | n/a | EIA | EIA | 12379.5085 | 0 | 0 | 24010 | 0 | 0 | 0 | 0 | 0 | 0 | 0 | 0 | 24010 | 0 | 0 | 24010 | 0 | 0 | 0 | 100 | 0 | 0 | 0 | 0 | 0 | 0 | 0 | 0 | 100 | 0 | 0 | 100 | 0
6427 | NJ | Cumberland County Solid Waste Complex | 56884 | Atlantic City Electric Co | 963 | EPP Renewable Energy | 57249 | PJM Interconnection, LLC | PJM | RFC | RFCE | RFC East | PJM | 34 | 011 | Cumberland | 39.4494 | -75.0928 | 0 |  | LFG | BIOMASS |  | 0.57101 | 4.8 | 0.38164 | Yes | [5 empty] | 261620.001 | 108212.001 | 261620.001 | 108212.001 | 24009.999 | 9930.999 | 194.805 | 80.578 | 4.382 | 0 | 0 | 0 | 0 | -- | 16.227 | 16.227 | 0.365 | 0 | 0 | 0 | 0 | -- | 1.489 | 1.489 | 0.033 | 0 | -- | 16.227 | 16.227 | 0.365 | 0 | 0 | 0 | -- | 202.209 | 83.64 | 5.886 | 16612.815 | 608.529 | 60.853 | -- | 261620.001 | 108212.001 | 261620.001 | 108212.001 | EIA | EIA | EIA | EIA | EIA | EIA | n/a | EIA | EIA | 10896.2933 | 0 | 0 | 0 | 0 | 0 | 24010 | 0 | 0 | 0 | 0 | 0 | 0 | 24010 | 24010 | 24010 | 0 | 0 | 0 | 0 | 0 | 0 | 100 | 0 | 0 | 0 | 0 | 0 | 0 | 100 | 100 | 100 | 0
2935 | IA | Pleasant Hill Energy Center | 7145 | MidAmerican Energy Co | 12341 | MidAmerican Energy Co | 12341 | Midcontinent Independent Transmission System Operator, Inc.. | MISO | MRO | MROW | MRO West | MISO | 19 | 153 | Polk | 41.5572 | -93.5242 | 0 |  | NG | GAS |  | 0.01521 | 179.8 | 1 | [6 empty] | 357391.21 | 272714.692 | 357391.21 | 272714.692 | 23963.001 | 19569.001 | 21.217 | 15.881 | 0.233 | 21099.102 | 815.978 | 81.953 | 21120.372 | -- | 1.771 | 1.623 | 0.019 | 1760.973 | 0.034 | 0.003 | 1762.749 | -- | 0.119 | 0.116 | 0.001 | 118.073 | -- | 1.771 | 1.623 | 0.019 | 1760.973 | 0.034 | 0.003 | -- | 21.217 | 15.881 | 0.233 | 21099.102 | 815.978 | 81.953 | -- | 357391.21 | 272714.692 | 357391.21 | 272714.692 | EPA/CAMD | EPA/CAMD | EPA/CAMD | EPA/CAMD; EIA | EIA | EIA | n/a | EPA/CAMD | EPA/CAMD | 14914.2933 | 0 | 36.85 | 23926.15 | 0 | 0 | 0 | 0 | 0 | 0 | 0 | 0 | 23963 | 0 | 0 | 23963 | 0 | 0 | 0.15378 | 99.8462 | 0 | 0 | 0 | 0 | 0 | 0 | 0 | 0 | 100 | 0 | 0 | 100 | 0
6276 | NE | Rokeby | 6373 | Lincoln Electric System | 11018 | Lincoln Electric System | 11018 | Southwest Power Pool | SWPP | MRO | MROW | MRO West |  | 31 | 109 | Lancaster | 40.7316 | -96.7364 | 0 |  | NG | GAS |  | 0.01028 | 266.1 | 1 | [6 empty] | 331804.476 | 286339.824 | 331804.476 | 286339.824 | 23957.999 | 20552.999 | 80.711 | 75.782 | 0.422 | 19872.808 | 790.481 | 93.318 | 19895.572 | -- | 6.738 | 7.374 | 0.035 | 1658.971 | 0.033 | 0.004 | 1660.871 | -- | 0.486 | 0.529 | 0.003 | 119.786 | -- | 6.738 | 7.374 | 0.035 | 1658.971 | 0.033 | 0.004 | -- | 80.711 | 75.782 | 0.422 | 19872.808 | 790.481 | 93.318 | -- | 331804.476 | 286339.824 | 331804.476 | 286339.824 | EPA/CAMD | EPA/CAMD | EPA/CAMD | EPA/CAMD; EIA | EIA | EIA | n/a | EPA/CAMD | EPA/CAMD | 13849.423 | 0 | 1652.628 | 22305.372 | 0 | 0 | 0 | 0 | 0 | 0 | 0 | 0 | 23958 | 0 | 0 | 23958 | 0 | 0 | 6.898 | 93.102 | 0 | 0 | 0 | 0 | 0 | 0 | 0 | 0 | 100 | 0 | 0 | 100 | 0
6903 | NY | Cadyville | 2522 | New York State Elec & Gas Corp | 13511 | New York State Elec & Gas Corp | 13511 | New York Independent System Operator | NYIS | NPCC | NYUP | NPCC Upstate NY | NYISO | 36 | 019 | Clinton | 44.695 | -73.6219 | 0 |  | WAT | HYDRO |  | 0.49689 | 5.5 | [9 empty] | 221013.999 | 91353.001 | 23940.001 | 9895 |  |  |  | 0 | 0 | 0 | 0 | -- |  |  |  | 0 | 0 | 0 | 0 | -- |  |  |  |  | -- | [6 empty] | -- |  |  |  | 0 | 0 | 0 | -- | 0 | 0 | 221013.999 | 91353.001 |  |  |  | EIA | EIA | EIA | n/a | EIA | EIA |  | 0 | 0 | 0 | 0 | 23940 | 0 | 0 | 0 | 0 | 0 | 0 | 0 | 23940 | 0 | 0 | 23940 | 0 | 0 | 0 | 0 | 100 | 0 | 0 | 0 | 0 | 0 | 0 | 0 | 100 | 0 | 0 | 100
598 | CA | Box Canyon Dam | 50179 | PacifiCorp | 14354 | Siskiyou Power Authority | 58896 | PacifiCorp - West | PACW | WECC | NWPP | WECC Northwest |  | 06 | 093 | Siskiyou | 41.2792 | -122.3292 | 0 |  | WAT | HYDRO |  | 0.54594 | 5 | [9 empty] | 220755 | 115332 | 23912 | 12493 |  |  |  | 0 | 0 | 0 | 0 | -- |  |  |  | 0 | 0 | 0 | 0 | -- |  |  |  |  | -- | [6 empty] | -- |  |  |  | 0 | 0 | 0 | -- | 0 | 0 | 220755 | 115332 |  |  |  | EIA | EIA | EIA | n/a | EIA | EIA |  | 0 | 0 | 0 | 0 | 23912 | 0 | 0 | 0 | 0 | 0 | 0 | 0 | 23912 | 0 | 0 | 23912 | 0 | 0 | 0 | 0 | 100 | 0 | 0 | 0 | 0 | 0 | 0 | 0 | 100 | 0 | 0 | 100
2361 | FL | Higgins | 630 | Duke Energy Florida, Inc | 6455 | Duke Energy Florida, LLC | 6455 | Progress Energy Florida | FPC | FRCC | FRCC | FRCC All |  | 12 | 103 | Pinellas | 28.0033 | -82.6615 | 0 |  | NG | GAS |  | 0.01781 | 153.2 | 1 | [6 empty] | 421300.412 | 311323.69 | 421300.412 | 311323.69 | 23905 | 11493 | 96.533 | 70.656 | 0.127 | 24622.704 | 956.485 | 95.649 | 24647.573 | -- | 8.076 | 12.295 | 0.011 | 2060.046 | 0.04 | 0.004 | 2062.127 | -- | 0.458 | 0.454 | 0.001 | 116.889 | -- | 8.076 | 12.295 | 0.011 | 2060.046 | 0.04 | 0.004 | -- | 96.533 | 70.656 | 0.127 | 24622.704 | 956.485 | 95.649 | -- | 421300.412 | 311323.69 | 421300.412 | 311323.69 | EPA/CAMD | EPA/CAMD | EIA | EIA | EIA | EIA | n/a | EPA/CAMD | EPA/CAMD | 17623.9453 | 0 | 0 | 23905 | 0 | 0 | 0 | 0 | 0 | 0 | 0 | 0 | 23905 | 0 | 0 | 23905 | 0 | 0 | 0 | 100 | 0 | 0 | 0 | 0 | 0 | 0 | 0 | 0 | 100 | 0 | 0 | 100 | 0
4318 | MD | Longview Solar | 60735 | Choptank Electric Coop, Inc | 3503 | Marina Energy LLC | 56997 | PJM Interconnection, LLC | PJM | RFC | RFCE | RFC East | PJM | 24 | 045 | Wicomico | 38.3947 | -75.6727 | 0 |  | SUN | SOLAR |  | 0.20056 | 13.6 | [9 empty] | 220590 | 121514 | 23894 | 13162 |  |  |  | 0 | 0 | 0 | 0 | -- |  |  |  | 0 | 0 | 0 | 0 | -- |  |  |  |  | -- | [6 empty] | -- |  |  |  | 0 | 0 | 0 | -- | 0 | 0 | 220590 | 121514 |  |  |  | EIA | EIA | EIA | n/a | EIA | EIA |  | 0 | 0 | 0 | 0 | 0 | 0 | 0 | 23894 | 0 | 0 | 0 | 0 | 23894 | 23894 | 0 | 23894 | 0 | 0 | 0 | 0 | 0 | 0 | 0 | 100 | 0 | 0 | 0 | 0 | 100 | 100 | 0 | 100
4681 | MI | South Kent Generating Station | 56851 | Consumers Energy Co | 4254 | Granger Electric Co | 7477 | Midcontinent Independent Transmission System Operator, Inc.. | MISO | RFC | RFCM | RFC Michigan | MISO | 26 | 081 | Kent | 42.7814 | -85.6728 | 0 |  | LFG | BIOMASS |  | 0.8521 | 3.2 | 0 | Yes | [5 empty] | 250159 | 105326 | 250159 | 105326 | 23886 | 10057 | 174.283 | 73.379 | 4.19 | 0 | 0 | 0 | 0 | -- | 14.593 | 14.593 | 0.351 | 0 | 0 | 0 | 0 | -- | 1.393 | 1.393 | 0.033 | 0 | -- | 14.593 | 14.593 | 0.351 | 0 | 0 | 0 | -- | 181.362 | 76.36 | 5.628 | 15885.044 | 581.87 | 58.187 | -- | 250159 | 105326 | 250159 | 105326 | EIA | EIA | EIA | EIA | EIA | EIA | n/a | EIA | EIA | 10473.0386 | 0 | 0 | 0 | 0 | 0 | 23886 | 0 | 0 | 0 | 0 | 0 | 0 | 23886 | 23886 | 23886 | 0 | 0 | 0 | 0 | 0 | 0 | 100 | 0 | 0 | 0 | 0 | 0 | 0 | 100 | 100 | 100 | 0
2160 | CT | Bristol Myers Squibb Wallingford | 58948 | Town of Wallingford - (CT) | 20038 | Bristol-Myers Squibb Co | 2265 | ISO New England Inc. | ISNE | NPCC | NEWE | NPCC New England | ISONE | 09 | 009 | New Haven | 41.4836 | -72.7564 | 0 |  | NG | GAS |  | 0.35287 | 7.7 | 0.74521 | [6 empty] | 368469 | 158193 | 368469 | 158193 | 23802 | 10223 | 56.974 | 24.637 | 0.671 | 21548.185 | 814.84 | 81.86 | 21569.429 | -- | 4.787 | 4.82 | 0.056 | 1810.62 | 0.034 | 0.003 | 1812.405 | -- | 0.309 | 0.311 | 0.004 | 116.961 | -- | 4.787 | 4.82 | 0.056 | 1810.62 | 0.034 | 0.003 | -- | 56.974 | 24.637 | 0.671 | 21548.185 | 814.84 | 81.86 | -- | 368469 | 158193 | 368469 | 158193 | EIA | EIA | EIA | EIA | EIA | EIA | n/a | EIA | EIA | 15480.5899 | 0 | 54 | 23748 | 0 | 0 | 0 | 0 | 0 | 0 | 0 | 0 | 23802 | 0 | 0 | 23802 | 0 | 0 | 0.22687 | 99.7731 | 0 | 0 | 0 | 0 | 0 | 0 | 0 | 0 | 100 | 0 | 0 | 100 | 0
2031 | CO | Front Range Project | 59143 | United Power, Inc | 19499 | Timberline Energy LLC | 58960 | Western Area Power Administration - Rocky Mountain Region | WACM | WECC | RMPA | WECC Rockies |  | 08 | 123 | Weld | 40.0294 | -105.0047 | 0 |  | LFG | BIOMASS |  | 0.56569 | 4.8 | 0.39052 | Yes | [5 empty] | 254942 | 107038 | 254942 | 107038 | 23786 | 9987 | 276.27 | 115.994 | 4.27 | 0 | 0 | 0 | 0 | -- | 23.23 | 23.229 | 0.359 | 0 | 0 | 0 | 0 | -- | 2.167 | 2.167 | 0.033 | 0 | -- | 23.23 | 23.229 | 0.359 | 0 | 0 | 0 | -- | 283.485 | 119.023 | 5.736 | 16188.763 | 592.996 | 59.3 | -- | 254942 | 107038 | 254942 | 107038 | EIA | EIA | EIA | EIA | EIA | EIA | n/a | EIA | EIA | 10718.1535 | 0 | 0 | 0 | 0 | 0 | 23786 | 0 | 0 | 0 | 0 | 0 | 0 | 23786 | 23786 | 23786 | 0 | 0 | 0 | 0 | 0 | 0 | 100 | 0 | 0 | 0 | 0 | 0 | 0 | 100 | 100 | 100 | 0
9558 | WI | Timberline Trail Gas Recovery | 56525 | Dairyland Power Coop | 4716 | WM Renewable Energy LLC | 54842 | Midcontinent Independent Transmission System Operator, Inc.. | MISO | MRO | MROW | MRO West | MISO | 55 | 107 | Rusk | 45.4533 | -91.3583 | 0 |  | LFG | BIOMASS |  | 0.48371 | 5.6 | 0.52715 | Yes | [5 empty] | 292746 | 123727 | 292746 | 123727 | 23729 | 10029 | 195.795 | 82.749 | 4.902 | 0.001 | 0 | 0 | 0.001 | -- | 16.503 | 16.502 | 0.413 | 0 | 0 | 0 | 0 | -- | 1.338 | 1.338 | 0.033 | 0 | -- | 16.503 | 16.502 | 0.413 | 0 | 0 | 0 | -- | 204.08 | 86.25 | 6.585 | 18589.31 | 680.928 | 68.093 | -- | 292746 | 123727 | 292746 | 123727 | EIA | EIA | EIA | EIA | EIA | EIA | n/a | EIA | EIA | 12337.0559 | 0 | 0 | 0 | 0 | 0 | 23729 | 0 | 0 | 0 | 0 | 0 | 0 | 23729 | 23729 | 23729 | 0 | 0 | 0 | 0 | 0 | 0 | 100 | 0 | 0 | 0 | 0 | 0 | 0 | 100 | 100 | 100 | 0
215 | AL | Sloss Industries Corp | 50359 | Alabama Power Co | 195 | ERP Compliant Coke, LLC | 17330 | Southern Company Services, Inc. - Trans | SOCO | SERC | SRSO | SERC South |  | 01 | 073 | Jefferson | 33.5682 | -86.7987 | 8 | 6 | OG | OFSL |  | 0.10834 | 25 | 1 |  | Yes | 1210220 | 0.067 | 0.081908 |  | 133673.3439 | 56126.6146 | 133673.344 | 56126.615 | 23726.2 | 10219 | 18.051 | 7.607 | 0.214 | 7812.531 | 294.744 | 29.415 | 7820.185 | -- | 1.522 | 1.489 | 0.018 | 658.557 | 0.012 | 0.001 | 659.203 | -- | 0.27 | 0.271 | 0.003 | 116.89 | -- | 1.522 | 1.489 | 0.018 | 658.557 | 0.012 | 0.001 | -- | 220.386 | 92.876 | 2.607 | 95382.034 | 3598.489 | 359.128 | -- | 1631998 | 685241.5 | 1631998 | 685241.5 | EIA | EIA | EIA | EIA | EIA | EIA | n/a | EIA | EIA | 5633.9972 | 0 | 0 | 2480.8 | 0 | 0 | 0 | 0 | 0 | 0 | 21245.4 | 0 | 23726.2 | 0 | 0 | 23726.2 | 0 | 0 | 0 | 10.456 | 0 | 0 | 0 | 0 | 0 | 0 | 89.544 | 0 | 100 | 0 | 0 | 100 | 0
5114 | MO | Ameresco Jefferson City | 56896 | Union Electric Co - (MO) | 19436 | AMERESCO Jefferson City LLC | 56102 | Midcontinent Independent Transmission System Operator, Inc.. | MISO | SERC | SRMW | SERC Midwest | MISO | 29 | 051 | Cole | 38.5524 | -92.0449 | 0 |  | LFG | BIOMASS |  | 0.90148 | 3 | 0 | Yes | [5 empty] | 253452.999 | 106662 | 253452.999 | 106662 | 23691 | 9969.999 | 165.528 | 69.659 | 4.246 | 0 | 0 | 0 | 0 | -- | 13.974 | 13.974 | 0.358 | 0 | 0 | 0 | 0 | -- | 1.306 | 1.306 | 0.034 | 0 | -- | 13.974 | 13.974 | 0.358 | 0 | 0 | 0 | -- | 172.701 | 72.678 | 5.703 | 16094.211 | 589.532 | 58.953 | -- | 253452.999 | 106662 | 253452.999 | 106662 | EIA | EIA | EIA | EIA | EIA | EIA | n/a | EIA | EIA | 10698.282 | 0 | 0 | 0 | 0 | 0 | 23691 | 0 | 0 | 0 | 0 | 0 | 0 | 23691 | 23691 | 23691 | 0 | 0 | 0 | 0 | 0 | 0 | 100 | 0 | 0 | 0 | 0 | 0 | 0 | 100 | 100 | 100 | 0
576 | CA | Bishop Creek 4 | 325 | Southern California Edison Co | 17609 | Southern California Edison Co | 17609 | California Independent System Operator | CISO | WECC | CAMX | WECC California | CAISO | 06 | 027 | Inyo | 37.323 | -118.5017 | 0 |  | WAT | HYDRO |  | 0.32977 | 8.2 | [9 empty] | 218688 | 114252 | 23687.999 | 12376 |  |  |  | 0 | 0 | 0 | 0 | -- |  |  |  | 0 | 0 | 0 | 0 | -- |  |  |  |  | -- | [6 empty] | -- |  |  |  | 0 | 0 | 0 | -- | 0 | 0 | 218688 | 114252 |  |  |  | EIA | EIA | EIA | n/a | EIA | EIA |  | 0 | 0 | 0 | 0 | 23688 | 0 | 0 | 0 | 0 | 0 | 0 | 0 | 23688 | 0 | 0 | 23688 | 0 | 0 | 0 | 0 | 100 | 0 | 0 | 0 | 0 | 0 | 0 | 0 | 100 | 0 | 0 | 100
2257 | DC | US GSA Heating and Transmission | 57788 | Potomac Electric Power Co | 15270 | US GSA Heating and Transmission | 57103 | PJM Interconnection, LLC | PJM | RFC | RFCE | RFC East | PJM | 11 | 001 | District of Columbia | 38.8857 | -77.0284 | 0 |  | NG | GAS |  | 0.25022 | 10.8 | 0.9163 |  | Yes | 193807.2 | 0.417 | 0.35726 |  | 314932.2634 | 152798.6438 | 314932.263 | 152798.644 | 23673 | 11486 | 47.313 | 23.001 | 2.297 | 18406.068 | 752.999 | 84.104 | 18427.01 | -- | 3.997 | 4.005 | 0.194 | 1555.026 | 0.032 | 0.004 | 1556.796 | -- | 0.3 | 0.301 | 0.015 | 116.889 | -- | 3.997 | 4.005 | 0.194 | 1555.026 | 0.032 | 0.004 | -- | 132.432 | 64.382 | 6.43 | 51519.378 | 2107.676 | 235.41 | -- | 881509 | 427690 | 881509 | 427690 | EIA | EIA | EIA | EIA | EIA | EIA | n/a | EIA | EIA | 13303.437 | 0 | 1000.597 | 22672.403 | 0 | 0 | 0 | 0 | 0 | 0 | 0 | 0 | 23673 | 0 | 0 | 23673 | 0 | 0 | 4.2267 | 95.7733 | 0 | 0 | 0 | 0 | 0 | 0 | 0 | 0 | 100 | 0 | 0 | 100 | 0
5470 | NC | Camp Lejeune Solar | 59966 | Duke Energy Progress - (NC) | 3046 | Duke Energy Progress - (NC) | 3046 | Duke Energy Carolinas | DUK | SERC | SRVC | SERC Virginia/Carolina |  | 37 | 133 | Onslow | 34.7257 | -77.3503 | 0 |  | SUN | SOLAR |  | 0.21094 | 12.8 | [9 empty] | 218357 | 107241 | 23652 | 11616 |  |  |  | 0 | 0 | 0 | 0 | -- |  |  |  | 0 | 0 | 0 | 0 | -- |  |  |  |  | -- | [6 empty] | -- |  |  |  | 0 | 0 | 0 | -- | 0 | 0 | 218357 | 107241 |  |  |  | EIA | EIA | EIA | n/a | EIA | EIA |  | 0 | 0 | 0 | 0 | 0 | 0 | 0 | 23652 | 0 | 0 | 0 | 0 | 23652 | 23652 | 0 | 23652 | 0 | 0 | 0 | 0 | 0 | 0 | 0 | 100 | 0 | 0 | 0 | 0 | 100 | 100 | 0 | 100
981 | CA | Green Power I | 55396 | Southern California Edison Co | 17609 | FPL Energy Green Power | 49750 | California Independent System Operator | CISO | WECC | CAMX | WECC California | CAISO | 06 | 065 | Riverside | 33.9014 | -116.7167 | 0 |  | WND | WIND |  | 0.16341 | 16.5 | [9 empty] | 218057 | 119993 | 23620 | 12998 |  |  |  | 0 | 0 | 0 | 0 | -- |  |  |  | 0 | 0 | 0 | 0 | -- |  |  |  |  | -- | [6 empty] | -- |  |  |  | 0 | 0 | 0 | -- | 0 | 0 | 218057 | 119993 |  |  |  | EIA | EIA | EIA | n/a | EIA | EIA |  | 0 | 0 | 0 | 0 | 0 | 0 | 23620 | 0 | 0 | 0 | 0 | 0 | 23620 | 23620 | 0 | 23620 | 0 | 0 | 0 | 0 | 0 | 0 | 100 | 0 | 0 | 0 | 0 | 0 | 100 | 100 | 0 | 100
1390 | CA | Pilot Knob | 388 | Imperial Irrigation District | 9216 | Imperial Irrigation District | 9216 | Imperial Irrigation District | IID | WECC | AZNM | WECC Southwest |  | 06 | 025 | Imperial | 32.7366 | -114.7139 | 0 |  | WAT | HYDRO |  | 0.0817 | 33 | [9 empty] | 218050 | 113918 | 23619 | 12339 |  |  |  | 0 | 0 | 0 | 0 | -- |  |  |  | 0 | 0 | 0 | 0 | -- |  |  |  |  | -- | [6 empty] | -- |  |  |  | 0 | 0 | 0 | -- | 0 | 0 | 218050 | 113918 |  |  |  | EIA | EIA | EIA | n/a | EIA | EIA |  | 0 | 0 | 0 | 0 | 23619 | 0 | 0 | 0 | 0 | 0 | 0 | 0 | 23619 | 0 | 0 | 23619 | 0 | 0 | 0 | 0 | 100 | 0 | 0 | 0 | 0 | 0 | 0 | 0 | 100 | 0 | 0 | 100
6723 | NM | Rio Communities Solar Energy Center | 60198 | Public Service Co of NM | 15473 | PNM Resources | 59300 | Public Service Company of New Mexico | PNM | WECC | AZNM | WECC Southwest |  | 35 | 061 | Valencia | 34.5826 | -106.683 | 0 |  | SUN | SOLAR |  | 0.26929 | 10 | [9 empty] | 217784 | 90564 | 23590 | 9810 |  |  |  | 0 | 0 | 0 | 0 | -- |  |  |  | 0 | 0 | 0 | 0 | -- |  |  |  |  | -- | [6 empty] | -- |  |  |  | 0 | 0 | 0 | -- | 0 | 0 | 217784 | 90564 |  |  |  | EIA | EIA | EIA | n/a | EIA | EIA |  | 0 | 0 | 0 | 0 | 0 | 0 | 0 | 23590 | 0 | 0 | 0 | 0 | 23590 | 23590 | 0 | 23590 | 0 | 0 | 0 | 0 | 0 | 0 | 0 | 100 | 0 | 0 | 0 | 0 | 100 | 100 | 0 | 100
2598 | GA | Morgan Falls | 717 | Georgia Power Co | 7140 | Georgia Power Co | 7140 | Southern Company Services, Inc. - Trans | SOCO | SERC | SRSO | SERC South |  | 13 | 121 | Fulton | 33.9684 | -84.3827 | 0 |  | WAT | HYDRO |  | 0.16024 | 16.8 | [9 empty] | 217709.002 | 65363.998 | 23581.999 | 7080.003 |  |  |  | 0 | 0 | 0 | 0 | -- |  |  |  | 0 | 0 | 0 | 0 | -- |  |  |  |  | -- | [6 empty] | -- |  |  |  | 0 | 0 | 0 | -- | 0 | 0 | 217709.002 | 65363.998 |  |  |  | EIA | EIA | EIA | n/a | EIA | EIA |  | 0 | 0 | 0 | 0 | 23582 | 0 | 0 | 0 | 0 | 0 | 0 | 0 | 23582 | 0 | 0 | 23582 | 0 | 0 | 0 | 0 | 100 | 0 | 0 | 0 | 0 | 0 | 0 | 0 | 100 | 0 | 0 | 100
435 | AZ | Valencia Solar | 59454 | Tucson Electric Power Co | 24211 | Valencia Solar, LLC | 59220 | Tucson Electric Power Company | TEPC | WECC | AZNM | WECC Southwest |  | 04 | 019 | Pima | 32.1458 | -110.8669 | 0 |  | SUN | SOLAR |  | 0.26886 | 10 | [9 empty] | 217432 | 107215 | 23552 | 11613 |  |  |  | 0 | 0 | 0 | 0 | -- |  |  |  | 0 | 0 | 0 | 0 | -- |  |  |  |  | -- | [6 empty] | -- |  |  |  | 0 | 0 | 0 | -- | 0 | 0 | 217432 | 107215 |  |  |  | EIA | EIA | EIA | n/a | EIA | EIA |  | 0 | 0 | 0 | 0 | 0 | 0 | 0 | 23552 | 0 | 0 | 0 | 0 | 23552 | 23552 | 0 | 23552 | 0 | 0 | 0 | 0 | 0 | 0 | 0 | 100 | 0 | 0 | 0 | 0 | 100 | 100 | 0 | 100
702 | CA | Clearwater Power Plant | 56356 | Southern California Edison Co | 17609 | City of Riverside - (CA) | 16088 | California Independent System Operator | CISO | WECC | CAMX | WECC California | CAISO | 06 | 065 | Riverside | 33.8912 | -117.6085 | 0 |  | NG | GAS |  | 0.05477 | 49 | 1 |  | Yes | 26200 | 3.062 | 0.80327 |  | 166371.6851 | 0 | 166371.685 | 0 | 23508 | 11028.746 | 25.694 | 12.055 | 0.266 | 9723.515 | 366.789 | 36.679 | 9733.051 | -- | 2.186 | 2.186 | 0.023 | 827.252 | 0.016 | 0.002 | 828.063 | -- | 0.309 |  | 0.003 | 116.889 | -- | 2.186 | 2.186 | 0.023 | 827.252 | 0.016 | 0.002 | -- | 31.987 | 15.007 | 0.331 | 12104.923 | 456.62 | 45.662 | -- | 207118.156 | 0 | 207118.156 | 0 | EIA | EIA | EIA | EIA | EIA | EIA | n/a | EPA/CAMD; EIA | EPA/CAMD; EIA | 7077.2369 | 0 | 0 | 23508 | 0 | 0 | 0 | 0 | 0 | 0 | 0 | 0 | 23508 | 0 | 0 | 23508 | 0 | 0 | 0 | 100 | 0 | 0 | 0 | 0 | 0 | 0 | 0 | 0 | 100 | 0 | 0 | 100 | 0
8371 | TX | Brandon Station | 7131 | City of Lubbock - (TX) | 11292 | City of Lubbock - (TX) | 11292 | Southwest Power Pool | SWPP | SPP | SPSO | SPP South |  | 48 | 303 | Lubbock | 33.5853 | -101.8861 | 0 |  | NG | GAS |  | 0.12765 | 21 | 1 |  | Yes | 3532 | 22.691 | 0.968 |  | 236752.621 | 116208.9483 | 236752.621 | 116208.948 | 23482 | 11526 | 36.008 | 17.675 | 0.378 | 13836.895 | 521.951 | 52.195 | 13850.466 | -- | 3.067 | 3.067 | 0.032 | 1178.511 | 0.022 | 0.002 | 1179.667 | -- | 0.304 | 0.304 | 0.003 | 116.889 | -- | 3.067 | 3.067 | 0.032 | 1178.511 | 0.022 | 0.002 | -- | 37.198 | 18.259 | 0.391 | 14294.246 | 539.203 | 53.92 | -- | 244578 | 120050 | 244578 | 120050 | EIA | EIA | EIA | EIA | EIA | EIA | n/a | EIA | EIA | 10082.3022 | 0 | 0 | 23482 | 0 | 0 | 0 | 0 | 0 | 0 | 0 | 0 | 23482 | 0 | 0 | 23482 | 0 | 0 | 0 | 100 | 0 | 0 | 0 | 0 | 0 | 0 | 0 | 0 | 100 | 0 | 0 | 100 | 0
9540 | WI | Sandstone Rapids | 4074 | American Transmission Co | 659 | Wisconsin Public Service Corp | 20860 | Midcontinent Independent Transmission System Operator, Inc.. | MISO | MRO | MROE | MRO East | MISO | 55 | 075 | Marinette | 45.2333 | -88.0678 | 0 |  | WAT | HYDRO |  | 0.70539 | 3.8 | [9 empty] | 216777 | 92149 | 23481 | 9981 |  |  |  | 0 | 0 | 0 | 0 | -- |  |  |  | 0 | 0 | 0 | 0 | -- |  |  |  |  | -- | [6 empty] | -- |  |  |  | 0 | 0 | 0 | -- | 0 | 0 | 216777 | 92149 |  |  |  | EIA | EIA | EIA | n/a | EIA | EIA |  | 0 | 0 | 0 | 0 | 23481 | 0 | 0 | 0 | 0 | 0 | 0 | 0 | 23481 | 0 | 0 | 23481 | 0 | 0 | 0 | 0 | 100 | 0 | 0 | 0 | 0 | 0 | 0 | 0 | 100 | 0 | 0 | 100
8947 | UT | Salt Lake Energy Systems | 56554 | PacifiCorp | 14354 | LES Project Holdings LLC | 56355 | PacifiCorp - East | PACE | WECC | NWPP | WECC Northwest |  | 49 | 035 | Salt Lake | 40.7461 | -112.0339 | 0 |  | LFG | BIOMASS |  | 0.83726 | 3.2 | 0 | Yes | [5 empty] | 298706 | 125412 | 298706 | 125412 | 23470 | 9854 | 186.648 | 78.364 | 5.002 | 0 | 0 | 0 | 0 | -- | 15.905 | 15.905 | 0.426 | 0 | 0 | 0 | 0 | -- | 1.25 | 1.25 | 0.033 | 0 | -- | 15.905 | 15.905 | 0.426 | 0 | 0 | 0 | -- | 195.101 | 81.913 | 6.72 | 18967.768 | 694.791 | 69.479 | -- | 298706 | 125412 | 298706 | 125412 | EIA | EIA | EIA | EIA | EIA | EIA | n/a | EIA | EIA | 12727.141 | 0 | 0 | 0 | 0 | 0 | 23470 | 0 | 0 | 0 | 0 | 0 | 0 | 23470 | 23470 | 23470 | 0 | 0 | 0 | 0 | 0 | 0 | 100 | 0 | 0 | 0 | 0 | 0 | 0 | 100 | 100 | 100 | 0
8002 | PA | Spring House | 59056 | PECO Energy Co | 14940 | Janssen Pharmaceutical Co | 57130 | PJM Interconnection, LLC | PJM | NPCC | RFCE | RFC East | PJM | 42 | 091 | Montgomery | 40.1839 | -75.2342 | 0 |  | NG | GAS |  | 0.70431 | 3.8 | 0.15949 | [6 empty] | 200364 | 96124 | 200364 | 96124 | 23445 | 11248 | 297.853 | 142.895 | 0.32 | 11710.18 | 441.727 | 44.173 | 11721.665 | -- | 25.409 | 25.408 | 0.027 | 998.949 | 0.019 | 0.002 | 999.929 | -- | 2.973 | 2.973 | 0.003 | 116.889 | -- | 25.409 | 25.408 | 0.027 | 998.949 | 0.019 | 0.002 | -- | 297.853 | 142.895 | 0.32 | 11710.18 | 441.727 | 44.173 | -- | 200364 | 96124 | 200364 | 96124 | EIA | EIA | EIA | EIA | EIA | EIA | n/a | EIA | EIA | 8546.1292 | 0 | 0 | 23445 | 0 | 0 | 0 | 0 | 0 | 0 | 0 | 0 | 23445 | 0 | 0 | 23445 | 0 | 0 | 0 | 100 | 0 | 0 | 0 | 0 | 0 | 0 | 0 | 0 | 100 | 0 | 0 | 100 | 0
2126 | CO | Tri-County Water Hydropower Project | 58901 | Tri-State G & T Assn, Inc | 30151 | Tri-County Water Conservancy District | 58771 | Western Area Power Administration - Rocky Mountain Region | WACM | WECC | RMPA | WECC Rockies |  | 08 | 091 | Ouray | 38.2392 | -107.7581 | 0 |  | WAT | HYDRO |  | 0.33416 | 8 | [9 empty] | 216195 | 97480 | 23418 | 10559 |  |  |  | 0 | 0 | 0 | 0 | -- |  |  |  | 0 | 0 | 0 | 0 | -- |  |  |  |  | -- | [6 empty] | -- |  |  |  | 0 | 0 | 0 | -- | 0 | 0 | 216195 | 97480 |  |  |  | EIA | EIA | EIA | n/a | EIA | EIA |  | 0 | 0 | 0 | 0 | 23418 | 0 | 0 | 0 | 0 | 0 | 0 | 0 | 23418 | 0 | 0 | 23418 | 0 | 0 | 0 | 0 | 100 | 0 | 0 | 0 | 0 | 0 | 0 | 0 | 100 | 0 | 0 | 100
1831 | CA | Univ of Calif Santa Cruz Cogeneration | 50064 | Pacific Gas & Electric Co | 14328 | Santa Cruz Cogeneration Assoc | 22142 | California Independent System Operator | CISO | WECC | CAMX | WECC California | CAISO | 06 | 087 | Santa Cruz | 36.9997 | -122.0622 | 0 |  | NG | GAS |  | 0.37099 | 7.2 | 0.71502 |  | Yes | 188932.8 | 0.423 | 0.36045 |  | 138147.0975 | 64811.6229 | 138147.098 | 64811.623 | 23399 | 10978 | 21.46 | 10.068 | 0.221 | 8073.942 | 304.562 | 30.456 | 8081.861 | -- | 1.834 | 1.834 | 0.019 | 690.11 | 0.013 | 0.001 | 690.787 | -- | 0.311 | 0.311 | 0.003 | 116.889 | -- | 1.834 | 1.834 | 0.019 | 690.11 | 0.013 | 0.001 | -- | 59.536 | 27.932 | 0.612 | 22399.801 | 844.958 | 84.496 | -- | 383266 | 179809 | 383266 | 179809 | EIA | EIA | EIA | EIA | EIA | EIA | n/a | EIA | EIA | 5903.9744 | 0 | 0 | 23399 | 0 | 0 | 0 | 0 | 0 | 0 | 0 | 0 | 23399 | 0 | 0 | 23399 | 0 | 0 | 0 | 100 | 0 | 0 | 0 | 0 | 0 | 0 | 0 | 0 | 100 | 0 | 0 | 100 | 0
1754 | CA | Summer Solar LLC | 60280 | Southern California Edison Co | 17609 | Sustainable Power Group, LLC | 58661 | California Independent System Operator | CISO | WECC | CAMX | WECC California | CAISO | 06 | 037 | Los Angeles | 34.7147 | -118.311 | 0 |  | SUN | SOLAR |  | 0.13348 | 20 | [9 empty] | 215890 | 131778 | 23385 | 14274 |  |  |  | 0 | 0 | 0 | 0 | -- |  |  |  | 0 | 0 | 0 | 0 | -- |  |  |  |  | -- | [6 empty] | -- |  |  |  | 0 | 0 | 0 | -- | 0 | 0 | 215890 | 131778 |  |  |  | EIA | EIA | EIA | n/a | EIA | EIA |  | 0 | 0 | 0 | 0 | 0 | 0 | 0 | 23385 | 0 | 0 | 0 | 0 | 23385 | 23385 | 0 | 23385 | 0 | 0 | 0 | 0 | 0 | 0 | 0 | 100 | 0 | 0 | 0 | 0 | 100 | 100 | 0 | 100
4384 | ME | Cataract Hydro | 1486 | Central Maine Power Co | 3266 | Brookfield White Pine Hydro LLC | 39006 | ISO New England Inc. | ISNE | NPCC | NEWE | NPCC New England | ISONE | 23 | 031 | York | 43.4956 | -70.4472 | 0 |  | WAT | HYDRO |  | 0.4044 | 6.6 | [9 empty] | 215854 | 78545 | 23381 | 8508 |  |  |  | 0 | 0 | 0 | 0 | -- |  |  |  | 0 | 0 | 0 | 0 | -- |  |  |  |  | -- | [6 empty] | -- |  |  |  | 0 | 0 | 0 | -- | 0 | 0 | 215854 | 78545 |  |  |  | EIA | EIA | EIA | n/a | EIA | EIA |  | 0 | 0 | 0 | 0 | 23381 | 0 | 0 | 0 | 0 | 0 | 0 | 0 | 23381 | 0 | 0 | 23381 | 0 | 0 | 0 | 0 | 100 | 0 | 0 | 0 | 0 | 0 | 0 | 0 | 100 | 0 | 0 | 100
3530 | IN | Norway (IN) | 998 | Northern Indiana Pub Serv Co | 13756 | Northern Indiana Pub Serv Co | 13756 | Midcontinent Independent Transmission System Operator, Inc.. | MISO | RFC | RFCW | RFC West | MISO | 18 | 181 | White | 40.7803 | -86.76 | 0 |  | WAT | HYDRO |  | 0.36412 | 7.3 | [9 empty] | 214967.999 | 95338 | 23285 | 10327 |  |  |  | 0 | 0 | 0 | 0 | -- |  |  |  | 0 | 0 | 0 | 0 | -- |  |  |  |  | -- | [6 empty] | -- |  |  |  | 0 | 0 | 0 | -- | 0 | 0 | 214967.999 | 95338 |  |  |  | EIA | EIA | EIA | n/a | EIA | EIA |  | 0 | 0 | 0 | 0 | 23285 | 0 | 0 | 0 | 0 | 0 | 0 | 0 | 23285 | 0 | 0 | 23285 | 0 | 0 | 0 | 0 | 100 | 0 | 0 | 0 | 0 | 0 | 0 | 0 | 100 | 0 | 0 | 100
689 | CA | Chowchilla II | 56185 | Pacific Gas & Electric Co | 14328 | California Power Holdings LLC | 55784 | California Independent System Operator | CISO | WECC | CAMX | WECC California | CAISO | 06 | 039 | Madera | 37.1073 | -120.2485 | 0 |  | NG | GAS |  | 0.05343 | 49.6 | 1 | [6 empty] | 240834 | 112986.992 | 240834 | 112986.992 | 23216.992 | 10892 | 326.784 | 153.312 | 0.384 | 14075.424 | 530.949 | 53.095 | 14089.229 | -- | 28.15 | 28.151 | 0.033 | 1212.511 | 0.023 | 0.002 | 1213.7 | -- | 2.714 | 2.714 | 0.003 | 116.889 | -- | 28.15 | 28.151 | 0.033 | 1212.51 | 0.023 | 0.002 | -- | 326.784 | 153.312 | 0.384 | 14075.424 | 530.949 | 53.095 | -- | 240834 | 112986.992 | 240834 | 112986.992 | EIA | EIA | EIA | EIA | EIA | EIA | n/a | EIA | EIA | 10373.1748 | 0 | 0 | 23217 | 0 | 0 | 0 | 0 | 0 | 0 | 0 | 0 | 23217 | 0 | 0 | 23217 | 0 | 0 | 0 | 100 | 0 | 0 | 0 | 0 | 0 | 0 | 0 | 0 | 100 | 0 | 0 | 100 | 0
6890 | NY | Black River | 2546 | Niagara Mohawk Power Corp. | 13573 | Erie Boulevard Hydropower LP | 5914 | New York Independent System Operator | NYIS | NPCC | NYUP | NPCC Upstate NY | NYISO | 36 | 045 | Jefferson | 44.0001 | -75.8132 | 0 |  | WAT | HYDRO |  | 0.44113 | 6 | [9 empty] | 214053 | 88476 | 23186.001 | 9584.001 |  |  |  | 0 | 0 | 0 | 0 | -- |  |  |  | 0 | 0 | 0 | 0 | -- |  |  |  |  | -- | [6 empty] | -- |  |  |  | 0 | 0 | 0 | -- | 0 | 0 | 214053 | 88476 |  |  |  | EIA | EIA | EIA | n/a | EIA | EIA |  | 0 | 0 | 0 | 0 | 23186 | 0 | 0 | 0 | 0 | 0 | 0 | 0 | 23186 | 0 | 0 | 23186 | 0 | 0 | 0 | 0 | 100 | 0 | 0 | 0 | 0 | 0 | 0 | 0 | 100 | 0 | 0 | 100
4287 | MD | Deep Creek | 1567 | Pennsylvania Electric Co | 14711 | BP Piney & Deep Creek LLC | 54679 | PJM Interconnection, LLC | PJM | RFC | RFCE | RFC East | PJM | 24 | 023 | Garrett | 39.523 | -79.413 | 0 |  | WAT | HYDRO |  | 0.13233 | 20 | [9 empty] | 214034 | 50649 | 23184 | 5486 |  |  |  | 0 | 0 | 0 | 0 | -- |  |  |  | 0 | 0 | 0 | 0 | -- |  |  |  |  | -- | [6 empty] | -- |  |  |  | 0 | 0 | 0 | -- | 0 | 0 | 214034 | 50649 |  |  |  | EIA | EIA | EIA | n/a | EIA | EIA |  | 0 | 0 | 0 | 0 | 23184 | 0 | 0 | 0 | 0 | 0 | 0 | 0 | 23184 | 0 | 0 | 23184 | 0 | 0 | 0 | 0 | 100 | 0 | 0 | 0 | 0 | 0 | 0 | 0 | 100 | 0 | 0 | 100
8363 | TX | Blue Wing Solar Energy Generation | 57197 | City of San Antonio - (TX) | 16604 | TX Solar I LLC | 56565 | Electric Reliability Council of Texas, Inc. | ERCO | TRE | ERCT | ERCOT All | ERCOT | 48 | 029 | Bexar | 29.3042 | -98.4003 | 0 |  | SUN | SOLAR |  | 0.19038 | 13.9 | [9 empty] | 214017 | 93972 | 23182 | 10179 |  |  |  | 0 | 0 | 0 | 0 | -- |  |  |  | 0 | 0 | 0 | 0 | -- |  |  |  |  | -- | [6 empty] | -- |  |  |  | 0 | 0 | 0 | -- | 0 | 0 | 214017 | 93972 |  |  |  | EIA | EIA | EIA | n/a | EIA | EIA |  | 0 | 0 | 0 | 0 | 0 | 0 | 0 | 23182 | 0 | 0 | 0 | 0 | 23182 | 23182 | 0 | 23182 | 0 | 0 | 0 | 0 | 0 | 0 | 0 | 100 | 0 | 0 | 0 | 0 | 100 | 100 | 0 | 100
6947 | NY | Danskammer Generating Station | 2480 | Central Hudson Gas & Elec Corp | 3249 | Danskammer Energy | 58971 | New York Independent System Operator | NYIS | NPCC | NYUP | NPCC Upstate NY | NYISO | 36 | 071 | Orange | 41.5712 | -73.975 | 4 | 4 | NG | GAS |  | 0.00492 | 537.4 | 1 | [6 empty] | 274379.333 | 231364.278 | 274379.333 | 231364.278 | 23177 | 19386 | 11.546 | 9.02 | 12.236 | 16563.941 | 665.554 | 73.981 | 16582.396 | -- | 0.996 | 0.931 | 1.056 | 1429.343 | 0.029 | 0.003 | 1430.936 | -- | 0.084 | 0.078 | 0.089 | 120.738 | -- | 0.996 | 0.931 | 1.056 | 1429.343 | 0.029 | 0.003 | -- | 11.546 | 9.02 | 12.236 | 16563.941 | 665.554 | 73.981 | -- | 274379.333 | 231364.278 | 274379.333 | 231364.278 | EPA/CAMD | EPA/CAMD | EPA/CAMD | EPA/CAMD | EIA | EIA | n/a | EPA/CAMD | EPA/CAMD | 11838.4318 | 0 | 1019.537 | 22157.463 | 0 | 0 | 0 | 0 | 0 | 0 | 0 | 0 | 23177 | 0 | 0 | 23177 | 0 | 0 | 4.3989 | 95.6011 | 0 | 0 | 0 | 0 | 0 | 0 | 0 | 0 | 100 | 0 | 0 | 100 | 0
5258 | MS | Crossroads Energy Center (CPU) | 55395 | Entergy Mississippi Inc | 12685 | Clarksdale Public Utilities | 3702 | Midcontinent Independent Transmission System Operator, Inc.. | MISO | SERC | SRMV | SERC Mississippi Valley | MISO | 28 | 027 | Coahoma | 34.183 | -90.5621 | 0 |  | NG | GAS |  | 0.00862 | 306.4 | 1 | [6 empty] | 291883.539 | 126193.937 | 291883.539 | 126193.937 | 23137 | 9907 | 5.24 | 2.247 | 0.088 | 17346.456 | 670.4 | 67.04 | 17363.886 | -- | 0.453 | 0.454 | 0.008 | 1499.456 | 0.029 | 0.003 | 1500.963 | -- | 0.036 | 0.036 | 0.001 | 118.859 | -- | 0.453 | 0.454 | 0.008 | 1499.456 | 0.029 | 0.003 | -- | 5.24 | 2.247 | 0.088 | 17346.456 | 670.4 | 67.04 | -- | 291883.539 | 126193.937 | 291883.539 | 126193.937 | EPA/CAMD | EPA/CAMD | EPA/CAMD | EPA/CAMD | EIA | EIA | n/a | EPA/CAMD | EPA/CAMD | 12615.4445 | 0 | 0 | 23137 | 0 | 0 | 0 | 0 | 0 | 0 | 0 | 0 | 23137 | 0 | 0 | 23137 | 0 | 0 | 0 | 100 | 0 | 0 | 0 | 0 | 0 | 0 | 0 | 0 | 100 | 0 | 0 | 100 | 0
2452 | FL | South Energy Center | 56518 | Gainesville Regional Utilities | 6909 | Gainesville Regional Utilities | 6909 | Gainesville Regional Utilities | GVL | FRCC | FRCC | FRCC All |  | 12 | 001 | Alachua | 29.6383 | -82.34 | 0 |  | NG | GAS |  | 0.22951 | 11.5 | 0.95081 |  | Yes | 191491.2 | 0.412 | 0.35461 |  | 131796.2138 | 63365.9989 | 131796.214 | 63365.999 | 23121 | 11116 | 20.593 | 9.901 | 0.211 | 7702.768 | 290.561 | 29.056 | 7710.322 | -- | 1.781 | 1.781 | 0.018 | 666.301 | 0.013 | 0.001 | 666.954 | -- | 0.312 | 0.312 | 0.003 | 116.889 | -- | 1.781 | 1.781 | 0.018 | 666.301 | 0.013 | 0.001 | -- | 58.072 | 27.92 | 0.594 | 21721.669 | 819.377 | 81.938 | -- | 371663 | 178691 | 371663 | 178691 | EIA | EIA | EIA | EIA | EIA | EIA | n/a | EIA | EIA | 5700.2817 | 0 | 0 | 23121 | 0 | 0 | 0 | 0 | 0 | 0 | 0 | 0 | 23121 | 0 | 0 | 23121 | 0 | 0 | 0 | 100 | 0 | 0 | 0 | 0 | 0 | 0 | 0 | 0 | 100 | 0 | 0 | 100 | 0
4392 | ME | Ellsworth Hydro Station | 1469 | Emera Maine | 1179 | Brookfield Black Bear Hydro, LLC | 59178 | ISO New England Inc. | ISNE | NPCC | NEWE | NPCC New England | ISONE | 23 | 009 | Hancock | 44.5442 | -68.4306 | 0 |  | WAT | HYDRO |  | 0.29587 | 8.9 | [9 empty] | 212954.999 | 77491 | 23067.001 | 8394 |  |  |  | 0 | 0 | 0 | 0 | -- |  |  |  | 0 | 0 | 0 | 0 | -- |  |  |  |  | -- | [6 empty] | -- |  |  |  | 0 | 0 | 0 | -- | 0 | 0 | 212954.999 | 77491 |  |  |  | EIA | EIA | EIA | n/a | EIA | EIA |  | 0 | 0 | 0 | 0 | 23067 | 0 | 0 | 0 | 0 | 0 | 0 | 0 | 23067 | 0 | 0 | 23067 | 0 | 0 | 0 | 0 | 100 | 0 | 0 | 0 | 0 | 0 | 0 | 0 | 100 | 0 | 0 | 100
2133 | CO | Vallecito Hydroelectric | 50206 | La Plata Electric Assn, Inc | 10539 | Ptarmigan Res & Engy Inc | 27762 | Western Area Power Administration - Rocky Mountain Region | WACM | WECC | RMPA | WECC Rockies |  | 08 | 067 | La Plata | 37.3777 | -107.5787 | 0 |  | WAT | HYDRO |  | 0.45268 | 5.8 | [9 empty] | 212336 | 95740.999 | 23000 | 10370.001 |  |  |  | 0 | 0 | 0 | 0 | -- |  |  |  | 0 | 0 | 0 | 0 | -- |  |  |  |  | -- | [6 empty] | -- |  |  |  | 0 | 0 | 0 | -- | 0 | 0 | 212336 | 95740.999 |  |  |  | EIA | EIA | EIA | n/a | EIA | EIA |  | 0 | 0 | 0 | 0 | 23000 | 0 | 0 | 0 | 0 | 0 | 0 | 0 | 23000 | 0 | 0 | 23000 | 0 | 0 | 0 | 0 | 100 | 0 | 0 | 0 | 0 | 0 | 0 | 0 | 100 | 0 | 0 | 100
961 | CA | Goal Line | 54749 | San Diego Gas & Electric Co | 16609 | Goal Line LP | 22269 | California Independent System Operator | CISO | WECC | CAMX | WECC California | CAISO | 06 | 073 | San Diego | 33.1185 | -117.0995 | 1 |  | NG | GAS |  | 0.05107 | 51.4 | 1 |  | Yes | 21479.2 | 3.654 | 0.82968 |  | 128152.0357 | 113581.2742 | 128152.036 | 113581.274 | 22993 | 15264 | 0.907 | 0.807 | 0.038 | 7615.822 | 374.417 | 37.442 | 7625.557 | -- | 0.079 | 0.106 | 0.003 | 662.447 | 0.016 | 0.002 | 663.294 | -- | 0.014 | 0.014 | 0.001 | 118.856 | -- | 0.079 | 0.106 | 0.003 | 662.447 | 0.016 | 0.002 | -- | 1.093 | 0.973 | 0.046 | 9179.201 | 451.278 | 45.128 | -- | 154459.134 | 136897.281 | 154459.134 | 136897.281 | EPA/CAMD | EPA/CAMD | EPA/CAMD | EPA/CAMD | EIA | EIA | n/a | EPA/CAMD | EPA/CAMD | 5573.5239 | 0 | 0 | 22993 | 0 | 0 | 0 | 0 | 0 | 0 | 0 | 0 | 22993 | 0 | 0 | 22993 | 0 | 0 | 0 | 100 | 0 | 0 | 0 | 0 | 0 | 0 | 0 | 0 | 100 | 0 | 0 | 100 | 0
2259 | DE | Ameresco Delaware South | 56429 | Delaware Electric Cooperative | 5070 | AMERESCO Delaware South | 54815 | PJM Interconnection, LLC | PJM | RFC | RFCE | RFC East | PJM | 10 | 005 | Sussex | 38.5992 | -75.4342 | 0 |  | LFG | BIOMASS |  | 0.52477 | 5 | 0.45871 | Yes | [5 empty] | 259245 | 107268 | 259245 | 107268 | 22985 | 9511 | 194.328 | 80.409 | 4.344 | 0.002 | 0 | 0 | 0.002 | -- | 16.909 | 16.909 | 0.378 | 0 | 0 | 0 | 0 | -- | 1.499 | 1.499 | 0.034 | 0 | -- | 16.909 | 16.909 | 0.378 | 0 | 0 | 0 | -- | 201.665 | 83.445 | 5.835 | 16462.005 | 603.004 | 60.3 | -- | 259245 | 107268 | 259245 | 107268 | EIA | EIA | EIA | EIA | EIA | EIA | n/a | EIA | EIA | 11278.8775 | 0 | 0 | 0 | 0 | 0 | 22985 | 0 | 0 | 0 | 0 | 0 | 0 | 22985 | 22985 | 22985 | 0 | 0 | 0 | 0 | 0 | 0 | 100 | 0 | 0 | 0 | 0 | 0 | 0 | 100 | 100 | 100 | 0
7277 | NY | Wading River Facility | 7146 | Long Island Power Authority | 11171 | National Grid Generation LLC | 56505 | New York Independent System Operator | NYIS | NPCC | NYLI | NPCC Long Island | NYISO | 36 | 103 | Suffolk | 40.9569 | -72.8774 | 0 |  | DFO | OIL |  | 0.011 | 238.5 | 1 | [6 empty] | 392280.95 | 337344.575 | 392280.95 | 337344.575 | 22971.999 | 20079 | 57.019 | 47.952 | 17.909 | 31819.325 | 2029.011 | 405.802 | 31903.529 | -- | 4.964 | 4.776 | 1.559 | 2770.27 | 0.088 | 0.018 | 2777.601 | -- | 0.291 | 0.284 | 0.091 | 162.227 | -- | 4.964 | 4.776 | 1.559 | 2770.27 | 0.088 | 0.018 | -- | 57.019 | 47.952 | 17.909 | 31819.325 | 2029.011 | 405.802 | -- | 392280.95 | 337344.575 | 392280.95 | 337344.575 | EPA/CAMD | EPA/CAMD | EPA/CAMD; EIA | EPA/CAMD | EIA | EIA | n/a | EPA/CAMD | EPA/CAMD | 17076.4822 | 0 | 22972 | 0 | 0 | 0 | 0 | 0 | 0 | 0 | 0 | 0 | 22972 | 0 | 0 | 22972 | 0 | 0 | 100 | 0 | 0 | 0 | 0 | 0 | 0 | 0 | 0 | 0 | 100 | 0 | 0 | 100 | 0
1158 | CA | Lone Valley Solar Park I LLC | 58417 | Southern California Edison Co | 17609 | Lone Valley Solar Park I LLC | 58413 | California Independent System Operator | CISO | WECC | CAMX | WECC California | CAISO | 06 | 071 | San Bernardino | 34.3981 | -116.8655 | 0 |  | SUN | SOLAR |  | 0.26203 | 10 | [9 empty] | 211910 | 112735 | 22954 | 12211 |  |  |  | 0 | 0 | 0 | 0 | -- |  |  |  | 0 | 0 | 0 | 0 | -- |  |  |  |  | -- | [6 empty] | -- |  |  |  | 0 | 0 | 0 | -- | 0 | 0 | 211910 | 112735 |  |  |  | EIA | EIA | EIA | n/a | EIA | EIA |  | 0 | 0 | 0 | 0 | 0 | 0 | 0 | 22954 | 0 | 0 | 0 | 0 | 22954 | 22954 | 0 | 22954 | 0 | 0 | 0 | 0 | 0 | 0 | 0 | 100 | 0 | 0 | 0 | 0 | 100 | 100 | 0 | 100
7112 | NY | Neversink | 2483 | Central Hudson Gas & Elec Corp | 3249 | New York Power Authority | 15296 | New York Independent System Operator | NYIS | NPCC | NYUP | NPCC Upstate NY | NYISO | 36 | 105 | Sullivan | 41.8194 | -74.6358 | 0 |  | WAT | HYDRO |  | 0.10451 | 25 | [9 empty] | 211292 | 87334 | 22887 | 9460 |  |  |  | 0 | 0 | 0 | 0 | -- |  |  |  | 0 | 0 | 0 | 0 | -- |  |  |  |  | -- | [6 empty] | -- |  |  |  | 0 | 0 | 0 | -- | 0 | 0 | 211292 | 87334 |  |  |  | EIA | EIA | EIA | n/a | EIA | EIA |  | 0 | 0 | 0 | 0 | 22887 | 0 | 0 | 0 | 0 | 0 | 0 | 0 | 22887 | 0 | 0 | 22887 | 0 | 0 | 0 | 0 | 100 | 0 | 0 | 0 | 0 | 0 | 0 | 0 | 100 | 0 | 0 | 100
575 | CA | Bishop Creek 3 | 324 | Southern California Edison Co | 17609 | Southern California Edison Co | 17609 | California Independent System Operator | CISO | WECC | CAMX | WECC California | CAISO | 06 | 027 | Inyo | 37.302 | -118.532 | 0 |  | WAT | HYDRO |  | 0.31094 | 8.4 | [9 empty] | 211227.999 | 110354.001 | 22880.001 | 11952.999 |  |  |  | 0 | 0 | 0 | 0 | -- |  |  |  | 0 | 0 | 0 | 0 | -- |  |  |  |  | -- | [6 empty] | -- |  |  |  | 0 | 0 | 0 | -- | 0 | 0 | 211227.999 | 110354.001 |  |  |  | EIA | EIA | EIA | n/a | EIA | EIA |  | 0 | 0 | 0 | 0 | 22880 | 0 | 0 | 0 | 0 | 0 | 0 | 0 | 22880 | 0 | 0 | 22880 | 0 | 0 | 0 | 0 | 100 | 0 | 0 | 0 | 0 | 0 | 0 | 0 | 100 | 0 | 0 | 100
6315 | NH | Eastman Falls | 2356 | Public Service Co of NH | 15472 | Public Service Co of NH | 15472 | ISO New England Inc. | ISNE | NPCC | NEWE | NPCC New England | ISONE | 33 | 013 | Merrimack | 43.4472 | -71.6579 | 0 |  | WAT | HYDRO |  | 0.40775 | 6.4 | [9 empty] | 211042.001 | 54807 | 22860 | 5937 |  |  |  | 0 | 0 | 0 | 0 | -- |  |  |  | 0 | 0 | 0 | 0 | -- |  |  |  |  | -- | [6 empty] | -- |  |  |  | 0 | 0 | 0 | -- | 0 | 0 | 211042.001 | 54807 |  |  |  | EIA | EIA | EIA | n/a | EIA | EIA |  | 0 | 0 | 0 | 0 | 22860 | 0 | 0 | 0 | 0 | 0 | 0 | 0 | 22860 | 0 | 0 | 22860 | 0 | 0 | 0 | 0 | 100 | 0 | 0 | 0 | 0 | 0 | 0 | 0 | 100 | 0 | 0 | 100
1793 | CA | Terra-Gen 251 Wind LLC | 52161 | Southern California Edison Co | 17609 | Terra-Gen Operating Co LLC | 2770 | California Independent System Operator | CISO | WECC | CAMX | WECC California | CAISO | 06 | 029 | Kern | 35.0853 | -118.3547 | 0 |  | WND | WIND |  | 0.14165 | 18.4 | [9 empty] | 210783 | 115991 | 22832 | 12564 |  |  |  | 0 | 0 | 0 | 0 | -- |  |  |  | 0 | 0 | 0 | 0 | -- |  |  |  |  | -- | [6 empty] | -- |  |  |  | 0 | 0 | 0 | -- | 0 | 0 | 210783 | 115991 |  |  |  | EIA | EIA | EIA | n/a | EIA | EIA |  | 0 | 0 | 0 | 0 | 0 | 0 | 22832 | 0 | 0 | 0 | 0 | 0 | 22832 | 22832 | 0 | 22832 | 0 | 0 | 0 | 0 | 0 | 0 | 100 | 0 | 0 | 0 | 0 | 0 | 100 | 100 | 0 | 100
4745 | MN | Archer Daniels Midland Mankato | 10863 | Northern States Power Co - Minnesota | 13781 | Archer Daniels Midland Co | 772 | Midcontinent Independent Transmission System Operator, Inc.. | MISO | MRO | MROW | MRO West | MISO | 27 | 013 | Blue Earth | 44.1871 | -93.9924 | 0 |  | SUB | COAL | Yes | 0.24821 | 10.5 | 0.91966 |  | Yes | 795908 | 0.098 | 0.11546 |  | 132000.025 | 55977.8876 | 132000.025 | 55977.888 | 22830 | 9681.685 | 18.857 | 7.997 | 24.255 | 14116.903 | 3201.115 | 465.617 | 14222.685 | -- | 1.652 | 1.652 | 2.125 | 1236.698 | 0.14 | 0.02 | 1245.965 | -- | 0.286 | 0.286 | 0.367 | 213.892 | -- | 1.652 | 1.652 | 2.125 | 1236.698 | 0.14 | 0.02 | -- | 163.32 | 69.26 | 210.071 | 122265.616 | 27724.66 | 4032.678 | -- | 1143244 | 484821 | 1143244 | 484821 | EIA | EIA | EIA | EIA | EIA | EIA | n/a | EIA | EIA | 5781.8671 | 22830 | 0 | 0 | 0 | 0 | 0 | 0 | 0 | 0 | 0 | 0 | 22830 | 0 | 0 | 22830 | 0 | 100 | 0 | 0 | 0 | 0 | 0 | 0 | 0 | 0 | 0 | 0 | 100 | 0 | 0 | 100 | 0
388 | AZ | Northwest Regional | 57403 | Arizona Public Service Co | 803 | WM Renewable Energy LLC | 54842 | Arizona Public Service Company | AZPS | WECC | AZNM | WECC Southwest |  | 04 | 013 | Maricopa | 33.6819 | -112.4767 | 0 |  | LFG | BIOMASS |  | 0.81218 | 3.2 | 0 | Yes | [5 empty] | 257037 | 107918 | 257037 | 107918 | 22767 | 9559 | 169.196 | 71.038 | 4.306 | 0.001 | 0 | 0 | 0.001 | -- | 14.863 | 14.863 | 0.378 | 0 | 0 | 0 | 0 | -- | 1.317 | 1.317 | 0.034 | 0 | -- | 14.863 | 14.863 | 0.378 | 0 | 0 | 0 | -- | 176.47 | 74.092 | 5.784 | 16321.796 | 597.869 | 59.787 | -- | 257037 | 107918 | 257037 | 107918 | EIA | EIA | EIA | EIA | EIA | EIA | n/a | EIA | EIA | 11289.8933 | 0 | 0 | 0 | 0 | 0 | 22767 | 0 | 0 | 0 | 0 | 0 | 0 | 22767 | 22767 | 22767 | 0 | 0 | 0 | 0 | 0 | 0 | 100 | 0 | 0 | 0 | 0 | 0 | 0 | 100 | 100 | 100 | 0
7943 | PA | Mountain View | 56687 | PPL Electric Utilities Corp | 14715 | Industrial Power Generating Company LLC | 55938 | PJM Interconnection, LLC | PJM | RFC | RFCE | RFC East | PJM | 42 | 055 | Franklin | 39.8014 | -77.7883 | 0 |  | LFG | BIOMASS |  | 0.18019 | 14.4 | 1 | Yes | [5 empty] | 258408 | 106764 | 258408 | 106764 | 22730.016 | 9391.008 | 168.499 | 69.743 | 6.433 | 1049.9 | 109.354 | 21.871 | 1054.438 | -- | 14.826 | 14.853 | 0.566 | 92.38 | 0.005 | 0.001 | 92.779 | -- | 1.304 | 1.306 | 0.05 | 8.126 | -- | 14.826 | 14.853 | 0.566 | 92.38 | 0.005 | 0.001 | -- | 175.344 | 72.576 | 7.824 | 16408.848 | 671.953 | 78.131 | -- | 258408 | 106764 | 258408 | 106764 | EIA | EIA | EIA | EIA | EIA | EIA | n/a | EIA | EIA | 11368.5878 | 0 | 1454.361 | 0 | 0 | 0 | 21275.639 | 0 | 0 | 0 | 0 | 0 | 1454.361 | 21275.639 | 21275.639 | 22730 | 0 | 0 | 6.3984 | 0 | 0 | 0 | 93.6016 | 0 | 0 | 0 | 0 | 0 | 6.3984 | 93.6016 | 93.6016 | 100 | 0
1974 | CO | Basalt | 7458 | Holy Cross Electric Assn, Inc | 8773 | City of Aspen- (CO) | 918 | Public Service Company of Colorado | PSCO | WECC | RMPA | WECC Rockies |  | 08 | 037 | Eagle | 39.3631 | -106.8219 | 0 |  | WAT | HYDRO |  | 0.51804 | 5 | [9 empty] | 209475 | 94451 | 22690 | 10231 |  |  |  | 0 | 0 | 0 | 0 | -- |  |  |  | 0 | 0 | 0 | 0 | -- |  |  |  |  | -- | [6 empty] | -- |  |  |  | 0 | 0 | 0 | -- | 0 | 0 | 209475 | 94451 |  |  |  | EIA | EIA | EIA | n/a | EIA | EIA |  | 0 | 0 | 0 | 0 | 22690 | 0 | 0 | 0 | 0 | 0 | 0 | 0 | 22690 | 0 | 0 | 22690 | 0 | 0 | 0 | 0 | 100 | 0 | 0 | 0 | 0 | 0 | 0 | 0 | 100 | 0 | 0 | 100
7376 | OH | Geneva | 57410 | Ohio Edison Co | 13998 | WM Renewable Energy LLC | 54842 | PJM Interconnection, LLC | PJM | RFC | RFCW | RFC West | PJM | 39 | 007 | Ashtabula | 41.795 | -80.91 | 0 |  | LFG | BIOMASS |  | 0.64678 | 4 | 0.25537 | Yes | [5 empty] | 283462 | 118490 | 283462 | 118490 | 22663 | 9473 | 184.403 | 77.082 | 4.75 | 0 | 0 | 0 | 0 | -- | 16.273 | 16.274 | 0.419 | 0 | 0 | 0 | 0 | -- | 1.301 | 1.301 | 0.034 | 0 | -- | 16.273 | 16.274 | 0.419 | 0 | 0 | 0 | -- | 192.425 | 80.435 | 6.38 | 17999.775 | 659.333 | 65.933 | -- | 283462 | 118490 | 283462 | 118490 | EIA | EIA | EIA | EIA | EIA | EIA | n/a | EIA | EIA | 12507.6998 | 0 | 0 | 0 | 0 | 0 | 22663 | 0 | 0 | 0 | 0 | 0 | 0 | 22663 | 22663 | 22663 | 0 | 0 | 0 | 0 | 0 | 0 | 100 | 0 | 0 | 0 | 0 | 0 | 0 | 100 | 100 | 100 | 0
3139 | ID | S E Hazelton A | 50896 | Idaho Power Co | 9191 | Enel Green Power NA, Inc. | 59380 | Idaho Power Company | IPCO | WECC | NWPP | WECC Northwest |  | 16 | 053 | Jerome | 42.5867 | -114.0675 | 0 |  | WAT | HYDRO |  | 0.30791 | 8.4 | [9 empty] | 209169.999 | 101928.999 | 22656.999 | 11040.999 |  |  |  | 0 | 0 | 0 | 0 | -- |  |  |  | 0 | 0 | 0 | 0 | -- |  |  |  |  | -- | [6 empty] | -- |  |  |  | 0 | 0 | 0 | -- | 0 | 0 | 209169.999 | 101928.999 |  |  |  | EIA | EIA | EIA | n/a | EIA | EIA |  | 0 | 0 | 0 | 0 | 22657 | 0 | 0 | 0 | 0 | 0 | 0 | 0 | 22657 | 0 | 0 | 22657 | 0 | 0 | 0 | 0 | 100 | 0 | 0 | 0 | 0 | 0 | 0 | 0 | 100 | 0 | 0 | 100
1073 | CA | Jones Fork | 534 | Sacramento Municipal Util Dist | 16534 | Sacramento Municipal Util Dist | 16534 | Balancing Authority of Northern California | BANC | WECC | CAMX | WECC California |  | 06 | 017 | El Dorado | 38.8503 | -120.3819 | 0 |  | WAT | HYDRO |  | 0.25842 | 10 | [9 empty] | 208993 | 109186 | 22638 | 11827 |  |  |  | 0 | 0 | 0 | 0 | -- |  |  |  | 0 | 0 | 0 | 0 | -- |  |  |  |  | -- | [6 empty] | -- |  |  |  | 0 | 0 | 0 | -- | 0 | 0 | 208993 | 109186 |  |  |  | EIA | EIA | EIA | n/a | EIA | EIA |  | 0 | 0 | 0 | 0 | 22638 | 0 | 0 | 0 | 0 | 0 | 0 | 0 | 22638 | 0 | 0 | 22638 | 0 | 0 | 0 | 0 | 100 | 0 | 0 | 0 | 0 | 0 | 0 | 0 | 100 | 0 | 0 | 100
3063 | ID | Felt Hydroelectric Plant | 10028 | PacifiCorp | 14354 | CDM Hydroelectric Co | 3123 | PacifiCorp - East | PACE | WECC | NWPP | WECC Northwest |  | 16 | 081 | Teton | 43.9097 | -111.2854 | 0 |  | WAT | HYDRO |  | 0.34882 | 7.4 | [9 empty] | 208754 | 101725.999 | 22611.999 | 11019 |  |  |  | 0 | 0 | 0 | 0 | -- |  |  |  | 0 | 0 | 0 | 0 | -- |  |  |  |  | -- | [6 empty] | -- |  |  |  | 0 | 0 | 0 | -- | 0 | 0 | 208754 | 101725.999 |  |  |  | EIA | EIA | EIA | n/a | EIA | EIA |  | 0 | 0 | 0 | 0 | 22612 | 0 | 0 | 0 | 0 | 0 | 0 | 0 | 22612 | 0 | 0 | 22612 | 0 | 0 | 0 | 0 | 100 | 0 | 0 | 0 | 0 | 0 | 0 | 0 | 100 | 0 | 0 | 100
8069 | RI | Rhode Island Hospital | 52024 | The Narragansett Electric Co | 13214 | Rhode Island Hospital | 16001 | ISO New England Inc. | ISNE | NPCC | NEWE | NPCC New England | ISONE | 44 | 007 | Providence | 41.8103 | -71.41 | 20 | 20 | NG | GAS |  | 0.24766 | 10.4 | 0.92056 |  | Yes | 768252 | 0.1 | 0.11789 |  | 127177.9116 | 58412.2121 | 127177.912 | 58412.212 | 22563 | 11921 | 5.32 | 1.68 | 7.073 | 7760.786 | 342.857 | 43.657 | 7771.153 | -- | 0.472 | 0.282 | 0.627 | 687.921 | 0.015 | 0.002 | 688.84 | -- | 0.084 | 0.058 | 0.111 | 122.046 | -- | 0.472 | 0.282 | 0.627 | 687.921 | 0.015 | 0.002 | -- | 45.122 | 14.251 | 59.999 | 65828.875 | 2908.197 | 370.313 | -- | 1078754 | 495466.6 | 1078754 | 495466.6 | EIA | EIA | EIA | EIA | EIA | EIA | n/a | EIA | EIA | 5636.5692 | 0 | 2120.029 | 20442.971 | 0 | 0 | 0 | 0 | 0 | 0 | 0 | 0 | 22563 | 0 | 0 | 22563 | 0 | 0 | 9.396 | 90.604 | 0 | 0 | 0 | 0 | 0 | 0 | 0 | 0 | 100 | 0 | 0 | 100 | 0
2347 | FL | G2 Energy Marion LLC | 57128 | Duke Energy Florida, Inc | 6455 | G2 Energy LLC | 56440 | Progress Energy Florida | FPC | FRCC | FRCC | FRCC All |  | 12 | 083 | Marion | 29.1229 | -82.0555 | 0 |  | LFG | BIOMASS |  | 0.64381 | 4 | 0.26032 | Yes | [5 empty] | 246355 | 99438 | 246355 | 99438 | 22559 | 9106 | 174.908 | 70.601 | 4.126 | 0 | 0 | 0 | 0 | -- | 15.507 | 15.506 | 0.366 | 0 | 0 | 0 | 0 | -- | 1.42 | 1.42 | 0.034 | 0 | -- | 15.507 | 15.506 | 0.366 | 0 | 0 | 0 | -- | 181.88 | 73.415 | 5.543 | 15643.49 | 573.022 | 57.302 | -- | 246355 | 99438 | 246355 | 99438 | EIA | EIA | EIA | EIA | EIA | EIA | n/a | EIA | EIA | 10920.4752 | 0 | 0 | 0 | 0 | 0 | 22559 | 0 | 0 | 0 | 0 | 0 | 0 | 22559 | 22559 | 22559 | 0 | 0 | 0 | 0 | 0 | 0 | 100 | 0 | 0 | 0 | 0 | 0 | 0 | 100 | 100 | 100 | 0
2723 | HI | KRS II Koloa Solar | 58640 | Kauai Island Utility Cooperative | 10071 | Kauai Island Utility Cooperative | 10071 | Hawaii Miscellaneous | NA | HICC | HIMS | HICC Miscellaneous |  | 15 | 007 | Kauai | 21.9008 | -159.45 | 0 |  | SUN | SOLAR |  | 0.19049 | 13.5 | [9 empty] | 207971 | 105654 | 22527 | 11444 |  |  |  | 0 | 0 | 0 | 0 | -- |  |  |  | 0 | 0 | 0 | 0 | -- |  |  |  |  | -- | [6 empty] | -- |  |  |  | 0 | 0 | 0 | -- |  |  | 207971 | 105654 |  |  |  | EIA | EIA | EIA | n/a | EIA | EIA |  | 0 | 0 | 0 | 0 | 0 | 0 | 0 | 22527 | 0 | 0 | 0 | 0 | 22527 | 22527 | 0 | 22527 | 0 | 0 | 0 | 0 | 0 | 0 | 0 | 100 | 0 | 0 | 0 | 0 | 100 | 100 | 0 | 100
6073 | NC | Washington White Post Solar LLC | 58135 | City of Washington - (NC) | 20142 | Washington White Post Solar LLC | 58088 | Progress Energy Carolinas - EAST | CPLE | SERC | SRVC | SERC Virginia/Carolina |  | 37 | 013 | Beaufort | 35.5052 | -76.8484 | 0 |  | SUN | SOLAR |  | 0.20719 | 12.4 | [9 empty] | 207778 | 102045 | 22506 | 11053 |  |  |  | 0 | 0 | 0 | 0 | -- |  |  |  | 0 | 0 | 0 | 0 | -- |  |  |  |  | -- | [6 empty] | -- |  |  |  | 0 | 0 | 0 | -- | 0 | 0 | 207778 | 102045 |  |  |  | EIA | EIA | EIA | n/a | EIA | EIA |  | 0 | 0 | 0 | 0 | 0 | 0 | 0 | 22506 | 0 | 0 | 0 | 0 | 22506 | 22506 | 0 | 22506 | 0 | 0 | 0 | 0 | 0 | 0 | 0 | 100 | 0 | 0 | 0 | 0 | 100 | 100 | 0 | 100
6975 | NY | Feeder Dam Hydro Plant | 10530 | Niagara Mohawk Power Corp. | 13573 | Erie Boulevard Hydropower LP | 5914 | New York Independent System Operator | NYIS | NPCC | NYUP | NPCC Upstate NY | NYISO | 36 | 091 | Saratoga | 43.2899 | -73.6658 | 0 |  | WAT | HYDRO |  | 0.51365 | 5 | [9 empty] | 207702 | 85851 | 22498 | 9299 |  |  |  | 0 | 0 | 0 | 0 | -- |  |  |  | 0 | 0 | 0 | 0 | -- |  |  |  |  | -- | [6 empty] | -- |  |  |  | 0 | 0 | 0 | -- | 0 | 0 | 207702 | 85851 |  |  |  | EIA | EIA | EIA | n/a | EIA | EIA |  | 0 | 0 | 0 | 0 | 22498 | 0 | 0 | 0 | 0 | 0 | 0 | 0 | 22498 | 0 | 0 | 22498 | 0 | 0 | 0 | 0 | 100 | 0 | 0 | 0 | 0 | 0 | 0 | 0 | 100 | 0 | 0 | 100
3995 | MA | Deerfield 2 | 6047 | Western Massachusetts Electric Company | 20455 | TransCanada Hydro Northeast Inc., | 50048 | ISO New England Inc. | ISNE | NPCC | NEWE | NPCC New England | ISONE | 25 | 011 | Franklin | 42.5731 | -72.7073 | 0 |  | WAT | HYDRO |  | 0.53434 | 4.8 | [9 empty] | 207425.001 | 41157.999 | 22467.999 | 4458 |  |  |  | 0 | 0 | 0 | 0 | -- |  |  |  | 0 | 0 | 0 | 0 | -- |  |  |  |  | -- | [6 empty] | -- |  |  |  | 0 | 0 | 0 | -- | 0 | 0 | 207425.001 | 41157.999 |  |  |  | EIA | EIA | EIA | n/a | EIA | EIA |  | 0 | 0 | 0 | 0 | 22468 | 0 | 0 | 0 | 0 | 0 | 0 | 0 | 22468 | 0 | 0 | 22468 | 0 | 0 | 0 | 0 | 100 | 0 | 0 | 0 | 0 | 0 | 0 | 0 | 100 | 0 | 0 | 100
9044 | VA | Henrico | 57356 | Virginia Electric & Power Co | 19876 | Industrial Power Generating Company LLC | 55938 | PJM Interconnection, LLC | PJM | SERC | SRVC | SERC Virginia/Carolina | PJM | 51 | 087 | Henrico | 37.6788 | -77.5678 | 0 |  | LFG | BIOMASS |  | 0.71227 | 3.6 | 0.14622 | Yes | [5 empty] | 236772 | 102915.996 | 236772 | 102915.996 | 22461.996 | 9762.996 | 154.673 | 67.333 | 5.863 | 937.316 | 97.627 | 19.525 | 941.368 | -- | 13.772 | 13.794 | 0.522 | 83.458 | 0.004 | 0.001 | 83.819 | -- | 1.307 | 1.309 | 0.05 | 7.917 | -- | 13.772 | 13.794 | 0.522 | 83.458 | 0.004 | 0.001 | -- | 160.956 | 70.068 | 7.14 | 15034.968 | 614.025 | 71.165 | -- | 236772 | 102915.996 | 236772 | 102915.996 | EIA | EIA | EIA | EIA | EIA | EIA | n/a | EIA | EIA | 10541.0026 | 0 | 1400.344 | 0 | 0 | 0 | 21061.656 | 0 | 0 | 0 | 0 | 0 | 1400.344 | 21061.656 | 21061.656 | 22462 | 0 | 0 | 6.2343 | 0 | 0 | 0 | 93.7657 | 0 | 0 | 0 | 0 | 0 | 6.2343 | 93.7657 | 93.7657 | 100 | 0
1900 | CA | West Gates Solar Station | 58206 | Pacific Gas & Electric Co | 14328 | Pacific Gas & Electric Co | 14328 | California Independent System Operator | CISO | WECC | CAMX | WECC California | CAISO | 06 | 019 | Fresno | 36.1422 | -120.1325 | 0 |  | SUN | SOLAR |  | 0.25618 | 10 | [9 empty] | 207176 | 110217 | 22441 | 11939 |  |  |  | 0 | 0 | 0 | 0 | -- |  |  |  | 0 | 0 | 0 | 0 | -- |  |  |  |  | -- | [6 empty] | -- |  |  |  | 0 | 0 | 0 | -- | 0 | 0 | 207176 | 110217 |  |  |  | EIA | EIA | EIA | n/a | EIA | EIA |  | 0 | 0 | 0 | 0 | 0 | 0 | 0 | 22441 | 0 | 0 | 0 | 0 | 22441 | 22441 | 0 | 22441 | 0 | 0 | 0 | 0 | 0 | 0 | 0 | 100 | 0 | 0 | 0 | 0 | 100 | 100 | 0 | 100
2819 | IA | Des Moines Wastewater Reclamation Fac | 50932 | MidAmerican Energy Co | 12341 | Des Moines Metro WRF | 5089 | Midcontinent Independent Transmission System Operator, Inc.. | MISO | MRO | MROW | MRO West | MISO | 19 | 153 | Polk | 41.5734 | -93.5577 | 0 |  | OBG | BIOMASS |  | 0.55432 | 4.6 | 0.40946 | Yes | Yes | 0 |  | 1 |  | 61471.001 | 27199.002 | 61471.001 | 27199.002 | 22337 | 9883.999 | 125.136 | 55.37 | 0.2 | 0.001 | 142.982 | 14.298 | 3.719 | -- | 11.204 | 11.204 | 0.018 | 0 | 0.006 | 0.001 | 0.333 | -- | 4.071 | 4.071 | 0.007 | 0 | -- | 11.204 | 11.204 | 0.018 | 0 | 0.006 | 0.001 | -- | 125.136 | 55.37 | 0.2 | 3903.397 | 142.982 | 14.298 | -- | 61471.001 | 27199.002 | 61471.001 | 27199.002 | EIA | EIA | EIA | EIA | EIA | EIA | n/a | EIA | EIA | 2751.9811 | 0 | 0 | 0 | 0 | 0 | 22337 | 0 | 0 | 0 | 0 | 0 | 0 | 22337 | 22337 | 22337 | 0 | 0 | 0 | 0 | 0 | 0 | 100 | 0 | 0 | 0 | 0 | 0 | 0 | 100 | 100 | 100 | 0
384 | AZ | Mormon Flat | 148 | Salt River Project | 16572 | Salt River Project | 16572 | Salt River Project | SRP | WECC | AZNM | WECC Southwest |  | 04 | 013 | Maricopa | 33.5536 | -111.4431 | 0 |  | WAT | HYDRO |  | 0.04015 | 63.5 | [6 empty] | Yes |  |  | 95165 | 64182 | 22336 | 21861 |  |  |  | 0 | 0 | 0 | 0 | -- |  |  |  | 0 | 0 | 0 | 0 | -- |  |  |  |  | -- | [6 empty] | -- |  |  |  | 0 | 0 | 0 | -- | 0 | 0 | 95165 | 64182 |  |  |  | EIA | EIA | EIA | n/a | EIA | EIA |  | 0 | 0 | 0 | 0 | 22336 | 0 | 0 | 0 | 0 | 0 | 0 | 0 | 22336 | 0 | 0 | 22336 | 0 | 0 | 0 | 0 | 100 | 0 | 0 | 0 | 0 | 0 | 0 | 0 | 100 | 0 | 0 | 100
297 | AR | White River Lock and Dam 3 | 57162 | Southwestern Power Administration | 17716 | White River Hydroelectric | 56515 | Southwestern Power Administration | SPA | SERC | SRMV | SERC Mississippi Valley | SPP | 05 | 137 | Stone | 35.8436 | -91.8505 | 0 |  | WAT | HYDRO |  | 0.59292 | 4.3 | [9 empty] | 206187 | 78709 | 22334 | 8526 |  |  |  | 0 | 0 | 0 | 0 | -- |  |  |  | 0 | 0 | 0 | 0 | -- |  |  |  |  | -- | [6 empty] | -- |  |  |  | 0 | 0 | 0 | -- | 0 | 0 | 206187 | 78709 |  |  |  | EIA | EIA | EIA | n/a | EIA | EIA |  | 0 | 0 | 0 | 0 | 22334 | 0 | 0 | 0 | 0 | 0 | 0 | 0 | 22334 | 0 | 0 | 22334 | 0 | 0 | 0 | 0 | 100 | 0 | 0 | 0 | 0 | 0 | 0 | 0 | 100 | 0 | 0 | 100
2013 | CO | DADS Gas Recovery | 56530 | Public Service Co of Colorado | 15466 | WM Renewable Energy LLC | 54842 | Public Service Company of Colorado | PSCO | WECC | RMPA | WECC Rockies |  | 08 | 005 | Arapahoe | 39.6522 | -104.7161 | 0 |  | LFG | BIOMASS |  | 0.79466 | 3.2 | 0.0088946 | Yes | [5 empty] | 277140 | 116358 | 277140 | 116358 | 22276 | 9353 | 183.881 | 77.203 | 4.642 | 0 | 0 | 0 | 0 | -- | 16.509 | 16.509 | 0.417 | 0 | 0 | 0 | 0 | -- | 1.327 | 1.327 | 0.034 | 0 | -- | 16.509 | 16.509 | 0.417 | 0 | 0 | 0 | -- | 191.724 | 80.496 | 6.236 | 17598.332 | 644.628 | 64.463 | -- | 277140 | 116358 | 277140 | 116358 | EIA | EIA | EIA | EIA | EIA | EIA | n/a | EIA | EIA | 12441.1923 | 0 | 0 | 0 | 0 | 0 | 22276 | 0 | 0 | 0 | 0 | 0 | 0 | 22276 | 22276 | 22276 | 0 | 0 | 0 | 0 | 0 | 0 | 100 | 0 | 0 | 0 | 0 | 0 | 0 | 100 | 100 | 100 | 0
3074 | ID | Hazelton B Hydro | 54558 | Idaho Power Co | 9191 | Hazelton/Wilson Joint Venture | 8365 | Idaho Power Company | IPCO | WECC | NWPP | WECC Northwest |  | 16 | 053 | Jerome | 42.6051 | -114.093 | 0 |  | WAT | HYDRO |  | 0.33452 | 7.6 | [9 empty] | 205605 | 100191 | 22271 | 10853 |  |  |  | 0 | 0 | 0 | 0 | -- |  |  |  | 0 | 0 | 0 | 0 | -- |  |  |  |  | -- | [6 empty] | -- |  |  |  | 0 | 0 | 0 | -- | 0 | 0 | 205605 | 100191 |  |  |  | EIA | EIA | EIA | n/a | EIA | EIA |  | 0 | 0 | 0 | 0 | 22271 | 0 | 0 | 0 | 0 | 0 | 0 | 0 | 22271 | 0 | 0 | 22271 | 0 | 0 | 0 | 0 | 100 | 0 | 0 | 0 | 0 | 0 | 0 | 0 | 100 | 0 | 0 | 100
5325 | MT | Horseshoe Bend Wind Park | 56591 | Idaho Power Co | 9191 | United Materials of Great Falls Inc | 56568 | NorthWestern Energy (NWMT) | NWMT | WECC | NWPP | WECC Northwest |  | 30 | 013 | Cascade | 47.4983 | -111.4392 | 0 |  | WND | WIND |  | 0.28247 | 9 | [9 empty] | 205597 | 66903 | 22270 | 7247 |  |  |  | 0 | 0 | 0 | 0 | -- |  |  |  | 0 | 0 | 0 | 0 | -- |  |  |  |  | -- | [6 empty] | -- |  |  |  | 0 | 0 | 0 | -- | 0 | 0 | 205597 | 66903 |  |  |  | EIA | EIA | EIA | n/a | EIA | EIA |  | 0 | 0 | 0 | 0 | 0 | 0 | 22270 | 0 | 0 | 0 | 0 | 0 | 22270 | 22270 | 0 | 22270 | 0 | 0 | 0 | 0 | 0 | 0 | 100 | 0 | 0 | 0 | 0 | 0 | 100 | 100 | 0 | 100
9033 | VA | Fries Hydroelectric Project | 10798 | Appalachian Power Co | 733 | Aquenergy Systems Inc | 782 | PJM Interconnection, LLC | PJM | RFC | RFCW | RFC West | PJM | 51 | 077 | Grayson | 36.7151 | -80.9856 | 0 |  | WAT | HYDRO |  | 0.4707 | 5.4 | [9 empty] | 205559.999 | 80290 | 22266.001 | 8696.999 |  |  |  | 0 | 0 | 0 | 0 | -- |  |  |  | 0 | 0 | 0 | 0 | -- |  |  |  |  | -- | [6 empty] | -- |  |  |  | 0 | 0 | 0 | -- | 0 | 0 | 205559.999 | 80290 |  |  |  | EIA | EIA | EIA | n/a | EIA | EIA |  | 0 | 0 | 0 | 0 | 22266 | 0 | 0 | 0 | 0 | 0 | 0 | 0 | 22266 | 0 | 0 | 22266 | 0 | 0 | 0 | 0 | 100 | 0 | 0 | 0 | 0 | 0 | 0 | 0 | 100 | 0 | 0 | 100
6175 | ND | Minot Wind Project | 55995 | Basin Electric Power Coop | 1307 | Basin Electric Power Coop | 1307 | Southwest Power Pool | SWPP | MRO | MROW | MRO West |  | 38 | 101 | Ward | 48.0213 | -101.2805 | 0 |  | WND | WIND |  | 0.35734 | 7.1 | [9 empty] | 205181 | 74712 | 22225 | 8093 |  |  |  | 0 | 0 | 0 | 0 | -- |  |  |  | 0 | 0 | 0 | 0 | -- |  |  |  |  | -- | [6 empty] | -- |  |  |  | 0 | 0 | 0 | -- | 0 | 0 | 205181 | 74712 |  |  |  | EIA | EIA | EIA | n/a | EIA | EIA |  | 0 | 0 | 0 | 0 | 0 | 0 | 22225 | 0 | 0 | 0 | 0 | 0 | 22225 | 22225 | 0 | 22225 | 0 | 0 | 0 | 0 | 0 | 0 | 100 | 0 | 0 | 0 | 0 | 0 | 100 | 100 | 0 | 100
2694 | HI | Hawi Wind Farm | 56447 | Hawaii Electric Light Co Inc | 8287 | EDF Renewable Asset Holdings, Inc. | 57170 | Hawaii Miscellaneous | NA | HICC | HIMS | HICC Miscellaneous |  | 15 | 001 | Hawaii | 20.2573 | -155.8504 | 0 |  | WND | WIND |  | 0.23911 | 10.6 | [9 empty] | 204978 | 99170 | 22203 | 10742 |  |  |  | 0 | 0 | 0 | 0 | -- |  |  |  | 0 | 0 | 0 | 0 | -- |  |  |  |  | -- | [6 empty] | -- |  |  |  | 0 | 0 | 0 | -- | 0 | 0 | 204978 | 99170 |  |  |  | EIA | EIA | EIA | n/a | EIA | EIA |  | 0 | 0 | 0 | 0 | 0 | 0 | 22203 | 0 | 0 | 0 | 0 | 0 | 22203 | 22203 | 0 | 22203 | 0 | 0 | 0 | 0 | 0 | 0 | 100 | 0 | 0 | 0 | 0 | 0 | 100 | 100 | 0 | 100
6732 | NM | Santa Fe Solar Energy Center | 60196 | Public Service Co of NM | 15473 | PNM Resources | 59300 | Public Service Company of New Mexico | PNM | WECC | AZNM | WECC Southwest |  | 35 | 049 | Santa Fe | 35.5878 | -106.0609 | 0 |  | SUN | SOLAR |  | 0.26661 | 9.5 | [9 empty] | 204831 | 85178 | 22187 | 9226 |  |  |  | 0 | 0 | 0 | 0 | -- |  |  |  | 0 | 0 | 0 | 0 | -- |  |  |  |  | -- | [6 empty] | -- |  |  |  | 0 | 0 | 0 | -- | 0 | 0 | 204831 | 85178 |  |  |  | EIA | EIA | EIA | n/a | EIA | EIA |  | 0 | 0 | 0 | 0 | 0 | 0 | 0 | 22187 | 0 | 0 | 0 | 0 | 22187 | 22187 | 0 | 22187 | 0 | 0 | 0 | 0 | 0 | 0 | 0 | 100 | 0 | 0 | 0 | 0 | 100 | 100 | 0 | 100
4682 | MI | Southeast Berrien Generating Facility | 59574 | Indiana Michigan Power Co | 9324 | North American Natural Res | 13559 | PJM Interconnection, LLC | PJM | RFC | RFCW | RFC West | PJM | 26 | 021 | Berrien | 41.8086 | -86.3239 | 0 |  | LFG | BIOMASS |  | 0.52649 | 4.8 | 0.45584 | Yes | [5 empty] | 224221 | 94405 | 224221 | 94405 | 22138 | 9321 | 156.212 | 65.771 | 3.756 | 0 | 0 | 0 | 0 | -- | 14.113 | 14.113 | 0.339 | 0 | 0 | 0 | 0 | -- | 1.393 | 1.393 | 0.034 | 0 | -- | 14.113 | 14.113 | 0.339 | 0 | 0 | 0 | -- | 162.557 | 68.443 | 5.045 | 14237.986 | 521.539 | 52.154 | -- | 224221 | 94405 | 224221 | 94405 | EIA | EIA | EIA | EIA | EIA | EIA | n/a | EIA | EIA | 10128.3314 | 0 | 0 | 0 | 0 | 0 | 22138 | 0 | 0 | 0 | 0 | 0 | 0 | 22138 | 22138 | 22138 | 0 | 0 | 0 | 0 | 0 | 0 | 100 | 0 | 0 | 0 | 0 | 0 | 0 | 100 | 100 | 100 | 0
2260 | DE | Brookside Newark | 58110 | Delmarva Power | 5027 | Diamond State Generation Partners, LLC | 57485 | PJM Interconnection, LLC | PJM | RFC | RFCE | RFC East | PJM | 10 | 003 | New Castle | 39.6689 | -75.7161 | 0 |  | NG | GAS |  | 0.81507 | 3.1 | 0 | [6 empty] | 168356 | 89286 | 168356 | 89286 | 22134 | 11738 |  |  |  |  | 371.162 | 37.116 |  | -- |  |  |  |  | 0.017 | 0.002 |  | -- |  |  |  |  | -- |  |  |  |  | 0.017 | 0.002 | -- |  |  |  |  | 371.162 | 37.116 | -- | 168356 | 89286 | 168356 | 89286 |  |  |  |  | EIA | EIA | n/a | EIA | EIA | 7606.2167 | 0 | 0 | 22134 | 0 | 0 | 0 | 0 | 0 | 0 | 0 | 0 | 22134 | 0 | 0 | 22134 | 0 | 0 | 0 | 100 | 0 | 0 | 0 | 0 | 0 | 0 | 0 | 0 | 100 | 0 | 0 | 100 | 0
6695 | NM | La Luz Energy Center | 58284 | Public Service Co of NM | 15473 | Public Service Co of NM | 15473 | Public Service Company of New Mexico | PNM | WECC | AZNM | WECC Southwest |  | 35 | 061 | Valencia | 34.6161 | -106.815 | 0 |  | NG | GAS |  | 0.02987 | 84.6 | 1 | [6 empty] | 219935.204 | 148291.208 | 219935.204 | 148291.208 | 22133 | 10270 | 1.024 | 0.652 | 0.066 | 13069.636 | 581.955 | 58.195 | 13084.767 | -- | 0.093 | 0.127 | 0.006 | 1181.009 | 0.026 | 0.003 | 1182.376 | -- | 0.009 | 0.009 | 0.001 | 118.85 | -- | 0.093 | 0.127 | 0.006 | 1181.009 | 0.026 | 0.003 | -- | 1.024 | 0.652 | 0.066 | 13069.636 | 581.955 | 58.195 | -- | 219935.204 | 148291.208 | 219935.204 | 148291.208 | EPA/CAMD | EPA/CAMD | EPA/CAMD | EPA/CAMD | EIA | EIA | n/a | EPA/CAMD | EPA/CAMD | 9936.9812 | 0 | 0 | 22133 | 0 | 0 | 0 | 0 | 0 | 0 | 0 | 0 | 22133 | 0 | 0 | 22133 | 0 | 0 | 0 | 100 | 0 | 0 | 0 | 0 | 0 | 0 | 0 | 0 | 100 | 0 | 0 | 100 | 0
4216 | MA | Turners Falls | 6388 | Western Massachusetts Electric Company | 20455 | FirstLight Power Resources, Inc. - MA | 58185 | ISO New England Inc. | ISNE | NPCC | NEWE | NPCC New England | ISONE | 25 | 011 | Franklin | 42.608 | -72.5615 | 0 |  | WAT | HYDRO |  | 0.44262 | 5.7 | [9 empty] | 204036.999 | 40485 | 22101 | 4385.001 |  |  |  | 0 | 0 | 0 | 0 | -- |  |  |  | 0 | 0 | 0 | 0 | -- |  |  |  |  | -- | [6 empty] | -- |  |  |  | 0 | 0 | 0 | -- | 0 | 0 | 204036.999 | 40485 |  |  |  | EIA | EIA | EIA | n/a | EIA | EIA |  | 0 | 0 | 0 | 0 | 22101 | 0 | 0 | 0 | 0 | 0 | 0 | 0 | 22101 | 0 | 0 | 22101 | 0 | 0 | 0 | 0 | 100 | 0 | 0 | 0 | 0 | 0 | 0 | 0 | 100 | 0 | 0 | 100
80 | AK | Naknek | 6301 | Naknek Electric Assn, Inc | 13201 | Naknek Electric Assn, Inc | 13201 | Alaska Miscellaneous | NA | ASCC | AKMS | ASCC Miscellaneous |  | 02 | 060 | Bristol Bay | 58.7304 | -157.0072 | 0 |  | DFO | OIL |  | 0.22693 | 11.1 | 0.95511 |  | Yes | 74339.2 | 1.013 | 0.57461 |  | 117008.971 | 37762.0297 | 117008.971 | 37762.03 | 22066.001 | 7121.999 | 185.301 | 59.803 | 16.968 | 9555.289 | 773.883 | 154.777 | 9587.405 | -- | 16.795 | 16.794 | 1.538 | 866.064 | 0.035 | 0.007 | 868.975 | -- | 3.167 | 3.167 | 0.29 | 163.326 | -- | 16.795 | 16.794 | 1.538 | 866.064 | 0.035 | 0.007 | -- | 322.483 | 104.076 | 29.529 | 16629.256 | 1346.803 | 269.361 | -- | 203633.001 | 65717.999 | 203633.001 | 65717.999 | EIA | EIA | EIA | EIA | EIA | EIA | n/a | EIA | EIA | 5302.6815 | 0 | 22066 | 0 | 0 | 0 | 0 | 0 | 0 | 0 | 0 | 0 | 22066 | 0 | 0 | 22066 | 0 | 0 | 100 | 0 | 0 | 0 | 0 | 0 | 0 | 0 | 0 | 0 | 100 | 0 | 0 | 100 | 0
3076 | ID | Hidden Hollow Energy | 57861 | Idaho Power Co | 9191 | Hidden Hollow Energy LLC | 57189 | Idaho Power Company | IPCO | WECC | NWPP | WECC Northwest |  | 16 | 001 | Ada | 43.6972 | -116.2714 | 0 |  | LFG | BIOMASS |  | 0.7866 | 3.2 | 0.022332 | Yes | [5 empty] | 236825 | 99432 | 236825 | 99432 | 22050 | 9258 | 197.702 | 83.006 | 3.966 | 0 | 0 | 0 | 0 | -- | 17.932 | 17.932 | 0.36 | 0 | 0 | 0 | 0 | -- | 1.67 | 1.67 | 0.033 | 0 | -- | 17.932 | 17.932 | 0.36 | 0 | 0 | 0 | -- | 204.404 | 85.82 | 5.328 | 15038.338 | 550.855 | 55.086 | -- | 236825 | 99432 | 236825 | 99432 | EIA | EIA | EIA | EIA | EIA | EIA | n/a | EIA | EIA | 10740.3628 | 0 | 0 | 0 | 0 | 0 | 22050 | 0 | 0 | 0 | 0 | 0 | 0 | 22050 | 22050 | 22050 | 0 | 0 | 0 | 0 | 0 | 0 | 100 | 0 | 0 | 0 | 0 | 0 | 0 | 100 | 100 | 100 | 0
4703 | MI | Twin Falls (MI) | 1784 | American Transmission Co | 659 | Wisconsin Electric Power Co | 20847 | Midcontinent Independent Transmission System Operator, Inc.. | MISO | RFC | RFCW | RFC West | MISO | 26 | 043 | Dickinson | 45.8719 | -88.0694 | 0 |  | WAT | HYDRO |  | 0.39922 | 6.3 | [9 empty] | 203399 | 41182.999 | 22032 | 4461 |  |  |  | 0 | 0 | 0 | 0 | -- |  |  |  | 0 | 0 | 0 | 0 | -- |  |  |  |  | -- | [6 empty] | -- |  |  |  | 0 | 0 | 0 | -- | 0 | 0 | 203399 | 41182.999 |  |  |  | EIA | EIA | EIA | n/a | EIA | EIA |  | 0 | 0 | 0 | 0 | 22032 | 0 | 0 | 0 | 0 | 0 | 0 | 0 | 22032 | 0 | 0 | 22032 | 0 | 0 | 0 | 0 | 100 | 0 | 0 | 0 | 0 | 0 | 0 | 0 | 100 | 0 | 0 | 100
2293 | FL | Auburndale Peaker Energy Center | 55833 | Tampa Electric Co | 18454 | Auburndale Peaker Energy Center LLC | 2872 | Tampa Electric Company | TEC | FRCC | FRCC | FRCC All |  | 12 | 105 | Polk | 28.0535 | -81.8059 | 0 |  | NG | GAS |  | 0.01931 | 130.1 | 1 | [6 empty] | 256990.097 | 226056.808 | 256990.097 | 226056.808 | 22004 | 10579 | 11.471 | 10.079 | 0.077 | 15273.093 | 583.172 | 58.317 | 15288.255 | -- | 1.043 | 1.905 | 0.007 | 1388.211 | 0.027 | 0.003 | 1389.589 | -- | 0.089 | 0.089 | 0.001 | 118.861 | -- | 1.043 | 1.905 | 0.007 | 1388.211 | 0.027 | 0.003 | -- | 11.471 | 10.079 | 0.077 | 15273.093 | 583.172 | 58.317 | -- | 256990.097 | 226056.808 | 256990.097 | 226056.808 | EPA/CAMD | EPA/CAMD | EPA/CAMD | EPA/CAMD | EIA | EIA | n/a | EPA/CAMD | EPA/CAMD | 11679.2445 | 0 | 0 | 22004 | 0 | 0 | 0 | 0 | 0 | 0 | 0 | 0 | 22004 | 0 | 0 | 22004 | 0 | 0 | 0 | 100 | 0 | 0 | 0 | 0 | 0 | 0 | 0 | 0 | 100 | 0 | 0 | 100 | 0
8977 | VA | Amelia | 56681 | Virginia Electric & Power Co | 19876 | Industrial Power Generating Company LLC | 55938 | PJM Interconnection, LLC | PJM | SERC | SRVC | SERC Virginia/Carolina | PJM | 51 | 007 | Amelia | 37.3097 | -78.0589 | 0 |  | LFG | BIOMASS |  | 0.17377 | 14.4 | 1 | Yes | [5 empty] | 234817.008 | 102002.976 | 234817.008 | 102002.976 | 21920.016 | 9522 | 149.079 | 64.9 | 6.593 | 1321.099 | 137.602 | 27.52 | 1326.809 | -- | 13.602 | 13.631 | 0.602 | 120.538 | 0.006 | 0.001 | 121.059 | -- | 1.27 | 1.273 | 0.056 | 11.252 | -- | 13.602 | 13.631 | 0.602 | 120.538 | 0.006 | 0.001 | -- | 155.136 | 67.536 | 7.824 | 14910.816 | 635.394 | 77.3 | -- | 234817.008 | 102002.976 | 234817.008 | 102002.976 | EIA | EIA | EIA | EIA | EIA | EIA | n/a | EIA | EIA | 10712.4547 | 0 | 1942.35 | 0 | 0 | 0 | 19977.65 | 0 | 0 | 0 | 0 | 0 | 1942.35 | 19977.65 | 19977.65 | 21920 | 0 | 0 | 8.8611 | 0 | 0 | 0 | 91.1389 | 0 | 0 | 0 | 0 | 0 | 8.8611 | 91.1389 | 91.1389 | 100 | 0
7285 | NY | Watertown | 2700 | Niagara Mohawk Power Corp. | 13573 | City of Watertown - (NY) | 20188 | New York Independent System Operator | NYIS | NPCC | NYUP | NPCC Upstate NY | NYISO | 36 | 045 | Jefferson | 43.9758 | -75.8747 | 0 |  | WAT | HYDRO |  | 0.30888 | 8.1 | [9 empty] | 202338 | 83633.001 | 21917.001 | 9059.001 |  |  |  | 0 | 0 | 0 | 0 | -- |  |  |  | 0 | 0 | 0 | 0 | -- |  |  |  |  | -- | [6 empty] | -- |  |  |  | 0 | 0 | 0 | -- | 0 | 0 | 202338 | 83633.001 |  |  |  | EIA | EIA | EIA | n/a | EIA | EIA |  | 0 | 0 | 0 | 0 | 21917 | 0 | 0 | 0 | 0 | 0 | 0 | 0 | 21917 | 0 | 0 | 21917 | 0 | 0 | 0 | 0 | 100 | 0 | 0 | 0 | 0 | 0 | 0 | 0 | 100 | 0 | 0 | 100
4173 | MA | Sherman | 6012 | Massachusetts Electric Co | 11804 | TransCanada Hydro Northeast Inc., | 50048 | ISO New England Inc. | ISNE | NPCC | NEWE | NPCC New England | ISONE | 25 | 011 | Franklin | 42.7297 | -72.9303 | 0 |  | WAT | HYDRO |  | 0.34724 | 7.2 | [9 empty] | 202191 | 40119 | 21901 | 4346 |  |  |  | 0 | 0 | 0 | 0 | -- |  |  |  | 0 | 0 | 0 | 0 | -- |  |  |  |  | -- | [6 empty] | -- |  |  |  | 0 | 0 | 0 | -- | 0 | 0 | 202191 | 40119 |  |  |  | EIA | EIA | EIA | n/a | EIA | EIA |  | 0 | 0 | 0 | 0 | 21901 | 0 | 0 | 0 | 0 | 0 | 0 | 0 | 21901 | 0 | 0 | 21901 | 0 | 0 | 0 | 0 | 100 | 0 | 0 | 0 | 0 | 0 | 0 | 0 | 100 | 0 | 0 | 100
4025 | MA | Fife Brook | 8004 | Public Service Co of NH | 15472 | Bear Swamp Power Company LLC | 54765 | ISO New England Inc. | ISNE | NPCC | NEWE | NPCC New England | ISONE | 25 | 003 | Berkshire | 42.6857 | -72.9776 | 0 |  | WAT | HYDRO |  | 0.22314 | 11.2 | [9 empty] | 202115 | 40103 | 21893 | 4344 |  |  |  | 0 | 0 | 0 | 0 | -- |  |  |  | 0 | 0 | 0 | 0 | -- |  |  |  |  | -- | [6 empty] | -- |  |  |  | 0 | 0 | 0 | -- | 0 | 0 | 202115 | 40103 |  |  |  | EIA | EIA | EIA | n/a | EIA | EIA |  | 0 | 0 | 0 | 0 | 21893 | 0 | 0 | 0 | 0 | 0 | 0 | 0 | 21893 | 0 | 0 | 21893 | 0 | 0 | 0 | 0 | 100 | 0 | 0 | 0 | 0 | 0 | 0 | 0 | 100 | 0 | 0 | 100
4329 | MD | Mount Saint Mary's | 57758 | The Potomac Edison Company | 15263 | Constellation Solar Horizons LLC | 57065 | PJM Interconnection, LLC | PJM | RFC | RFCW | RFC West | PJM | 24 | 021 | Frederick | 39.675 | -77.345 | 0 |  | SUN | SOLAR |  | 0.18202 | 13.7 | [9 empty] | 201672 | 105462 | 21845 | 11424 |  |  |  | 0 | 0 | 0 | 0 | -- |  |  |  | 0 | 0 | 0 | 0 | -- |  |  |  |  | -- | [6 empty] | -- |  |  |  | 0 | 0 | 0 | -- | 0 | 0 | 201672 | 105462 |  |  |  | EIA | EIA | EIA | n/a | EIA | EIA |  | 0 | 0 | 0 | 0 | 0 | 0 | 0 | 21845 | 0 | 0 | 0 | 0 | 21845 | 21845 | 0 | 21845 | 0 | 0 | 0 | 0 | 0 | 0 | 0 | 100 | 0 | 0 | 0 | 0 | 100 | 100 | 0 | 100
3295 | IL | Lake Gas Recovery | 50575 | Commonwealth Edison Co | 4110 | WM Illinois Renewable Energy LLC | 54843 | PJM Interconnection, LLC | PJM | RFC | RFCW | RFC West | PJM | 17 | 031 | Cook | 42.1063 | -87.8137 | 0 |  | LFG | BIOMASS |  | 0.27695 | 9 | 0.87174 | Yes | [5 empty] | 398809 | 159976 | 398809 | 159976 | 21835 | 8759 | 19.042 | 7.639 | 6.681 | 0 | 0 | 0 | 0 | -- | 1.744 | 1.744 | 0.612 | 0 | 0 | 0 | 0 | -- | 0.095 | 0.095 | 0.034 | 0 | -- | 1.744 | 1.744 | 0.612 | 0 | 0 | 0 | -- | 30.328 | 12.166 | 8.974 | 25324.288 | 927.631 | 92.763 | -- | 398809 | 159976 | 398809 | 159976 | EIA | EIA | EIA | EIA | EIA | EIA | n/a | EIA | EIA | 18264.6668 | 0 | 0 | 0 | 0 | 0 | 21835 | 0 | 0 | 0 | 0 | 0 | 0 | 21835 | 21835 | 21835 | 0 | 0 | 0 | 0 | 0 | 0 | 100 | 0 | 0 | 0 | 0 | 0 | 0 | 100 | 100 | 100 | 0
6898 | NY | Bronx Zoo | 50427 | Consolidated Edison Co-NY Inc | 4226 | New York Zoological Society | 13487 | New York Independent System Operator | NYIS | NPCC | NYCW | NPCC NYC/Westchester | NYISO | 36 | 005 | Bronx | 40.8441 | -73.8769 | 0 |  | NG | GAS |  | 0.69105 | 3.6 | 0.18158 |  | Yes | 121904 | 0.61 | 0.44859 |  | 127920.6843 | 66863.6142 | 127920.684 | 66863.614 | 21793.001 | 11390.999 | 160.947 | 84.127 | 0.204 | 7476.264 | 282.017 | 28.202 | 7483.596 | -- | 14.771 | 14.771 | 0.019 | 686.116 | 0.013 | 0.001 | 686.789 | -- | 2.516 | 2.516 | 0.003 | 116.889 | -- | 14.771 | 14.771 | 0.019 | 686.116 | 0.013 | 0.001 | -- | 358.785 | 187.537 | 0.455 | 16666.158 | 628.675 | 62.868 | -- | 285161.999 | 149053.001 | 285161.999 | 149053.001 | EIA | EIA | EIA | EIA | EIA | EIA | n/a | EIA | EIA | 5869.8061 | 0 | 0 | 21793 | 0 | 0 | 0 | 0 | 0 | 0 | 0 | 0 | 21793 | 0 | 0 | 21793 | 0 | 0 | 0 | 100 | 0 | 0 | 0 | 0 | 0 | 0 | 0 | 0 | 100 | 0 | 0 | 100 | 0
1463 | CA | RE Garland A | 60386 | Southern California Edison Co | 17609 | Southern Power Co | 17650 | California Independent System Operator | CISO | WECC | CAMX | WECC California | CAISO | 06 | 029 | Kern | 34.8215 | -118.4974 | 0 |  | SUN | SOLAR |  | 0.12434 | 20 | [9 empty] | 201110 | 64972 | 21784 | 7038 |  |  |  | 0 | 0 | 0 | 0 | -- |  |  |  | 0 | 0 | 0 | 0 | -- |  |  |  |  | -- | [6 empty] | -- |  |  |  | 0 | 0 | 0 | -- | 0 | 0 | 201110 | 64972 |  |  |  | EIA | EIA | EIA | n/a | EIA | EIA |  | 0 | 0 | 0 | 0 | 0 | 0 | 0 | 21784 | 0 | 0 | 0 | 0 | 21784 | 21784 | 0 | 21784 | 0 | 0 | 0 | 0 | 0 | 0 | 0 | 100 | 0 | 0 | 0 | 0 | 100 | 100 | 0 | 100
3209 | IL | Clinton LFGTE | 59635 | Ameren Illinois Company | 56697 | Wabash Valley Power Assn, Inc | 40211 | Midcontinent Independent Transmission System Operator, Inc.. | MISO | SERC | SRMW | SERC Midwest | MISO | 17 | 039 | Dewitt | 40.1208 | -88.9611 | 0 |  | LFG | BIOMASS |  | 0.77351 | 3.2 | 0.044152 | Yes | [5 empty] | 223611 | 89698 | 223611 | 89698 | 21683 | 8698 | 141.052 | 56.58 | 3.746 | 0 | 0 | 0 | 0 | -- | 13.01 | 13.01 | 0.346 | 0 | 0 | 0 | 0 | -- | 1.262 | 1.262 | 0.034 | 0 | -- | 13.01 | 13.01 | 0.346 | 0 | 0 | 0 | -- | 147.38 | 59.118 | 5.032 | 14199.252 | 520.12 | 52.012 | -- | 223611 | 89698 | 223611 | 89698 | EIA | EIA | EIA | EIA | EIA | EIA | n/a | EIA | EIA | 10312.7335 | 0 | 0 | 0 | 0 | 0 | 21683 | 0 | 0 | 0 | 0 | 0 | 0 | 21683 | 21683 | 21683 | 0 | 0 | 0 | 0 | 0 | 0 | 100 | 0 | 0 | 0 | 0 | 0 | 0 | 100 | 100 | 100 | 0
8865 | TX | Yates Gas Plant | 55025 | AEP Texas North Company | 20404 | Kinder Morgan Yates Operation | 49774 | Electric Reliability Council of Texas, Inc. | ERCO | TRE | ERCT | ERCOT All | ERCOT | 48 | 371 | Pecos | 30.8847 | -101.9208 | 0 |  | NG | GAS |  | 0.44139 | 5.6 | 0.59768 |  | Yes | 121188.8 | 0.61 | 0.44845 |  | 117651.5265 | 57749.257 | 117651.527 | 57749.257 | 21653 | 10628 | 20.916 | 10.267 | 0.188 | 6876.088 | 259.377 | 25.938 | 6882.832 | -- | 1.932 | 1.932 | 0.017 | 635.116 | 0.012 | 0.001 | 635.739 | -- | 0.356 | 0.356 | 0.003 | 116.889 | -- | 1.932 | 1.932 | 0.017 | 635.113 | 0.012 | 0.001 | -- | 46.64 | 22.894 | 0.42 | 15332.98 | 578.385 | 57.839 | -- | 262351 | 128775 | 262351 | 128775 | EIA | EIA | EIA | EIA | EIA | EIA | n/a | EIA | EIA | 5433.4726 | 0 | 0 | 21653.1 | 0 | 0 | 0 | 0 | 0 | 0 | 0 | 0 | 21653.1 | 0 | 0 | 21653.1 | 0 | 0 | 0 | 100 | 0 | 0 | 0 | 0 | 0 | 0 | 0 | 0 | 100 | 0 | 0 | 100 | 0
1622 | CA | SEPV Mojave West | 59740 | Southern California Edison Co | 17609 | Sustainable Power Group, LLC | 58661 | California Independent System Operator | CISO | WECC | CAMX | WECC California | CAISO | 06 | 029 | Kern | 35.0229 | -118.2827 | 0 |  | SUN | SOLAR |  | 0.1235 | 20 | [9 empty] | 199753 | 133970 | 21637 | 14511 |  |  |  | 0 | 0 | 0 | 0 | -- |  |  |  | 0 | 0 | 0 | 0 | -- |  |  |  |  | -- | [6 empty] | -- |  |  |  | 0 | 0 | 0 | -- | 0 | 0 | 199753 | 133970 |  |  |  | EIA | EIA | EIA | n/a | EIA | EIA |  | 0 | 0 | 0 | 0 | 0 | 0 | 0 | 21637 | 0 | 0 | 0 | 0 | 21637 | 21637 | 0 | 21637 | 0 | 0 | 0 | 0 | 0 | 0 | 0 | 100 | 0 | 0 | 0 | 0 | 100 | 100 | 0 | 100
7255 | NY | Taylorville | 2617 | Niagara Mohawk Power Corp. | 13573 | Erie Boulevard Hydropower LP | 5914 | New York Independent System Operator | NYIS | NPCC | NYUP | NPCC Upstate NY | NYISO | 36 | 049 | Lewis | 43.927 | -75.3219 | 0 |  | WAT | HYDRO |  | 0.61741 | 4 | [9 empty] | 199724 | 82553 | 21634 | 8942 |  |  |  | 0 | 0 | 0 | 0 | -- |  |  |  | 0 | 0 | 0 | 0 | -- |  |  |  |  | -- | [6 empty] | -- |  |  |  | 0 | 0 | 0 | -- | 0 | 0 | 199724 | 82553 |  |  |  | EIA | EIA | EIA | n/a | EIA | EIA |  | 0 | 0 | 0 | 0 | 21634 | 0 | 0 | 0 | 0 | 0 | 0 | 0 | 21634 | 0 | 0 | 21634 | 0 | 0 | 0 | 0 | 100 | 0 | 0 | 0 | 0 | 0 | 0 | 0 | 100 | 0 | 0 | 100
7720 | OR | Oregon Trail Windfarm LLC | 56971 | PacifiCorp | 14354 | Echo 1 | 56802 | PacifiCorp - West | PACW | WECC | NWPP | WECC Northwest |  | 41 | 059 | Umatilla | 45.7122 | -119.4044 | 0 |  | WND | WIND |  | 0.24925 | 9.9 | [9 empty] | 199557 | 104505 | 21616 | 11320 |  |  |  | 0 | 0 | 0 | 0 | -- |  |  |  | 0 | 0 | 0 | 0 | -- |  |  |  |  | -- | [6 empty] | -- |  |  |  | 0 | 0 | 0 | -- | 0 | 0 | 199557 | 104505 |  |  |  | EIA | EIA | EIA | n/a | EIA | EIA |  | 0 | 0 | 0 | 0 | 0 | 0 | 21616 | 0 | 0 | 0 | 0 | 0 | 21616 | 21616 | 0 | 21616 | 0 | 0 | 0 | 0 | 0 | 0 | 100 | 0 | 0 | 0 | 0 | 0 | 100 | 100 | 0 | 100
6298 | NE | Western Sugar Coop - Scottsbluff | 57937 | Nebraska Public Power District | 13337 | Western Sugar Cooperative | 57315 | Southwest Power Pool | SWPP | MRO | MROW | MRO West |  | 31 | 157 | Scotts Bluff | 41.8589 | -103.6344 | 0 |  | SUB | COAL | Yes | 0.49297 | 5 | 0.51171 | [6 empty] | 2420801 | 1070204 | 2420801 | 1070204 | 21592.2 | 0 | 341.805 | 151.108 | 487.186 | 258895.499 | 58706.527 | 8539.131 | 260835.483 | -- | 31.66 |  | 45.126 | 23980.465 | 2.719 | 0.395 | 24160.158 | -- | 0.282 | 0.282 | 0.402 | 213.892 | -- | 31.66 |  | 45.126 | 23980.465 | 2.719 | 0.395 | -- | 341.805 | 151.108 | 487.186 | 258895.499 | 58706.527 | 8539.131 | -- | 2420801 | 1070204 | 2420801 | 1070204 | EIA | EIA | EIA | EIA | EIA | EIA | n/a | EIA | EIA | 112114.6062 | 21592.2 | 0 | 0 | 0 | 0 | 0 | 0 | 0 | 0 | 0 | 0 | 21592.2 | 0 | 0 | 21592.2 | 0 | 100 | 0 | 0 | 0 | 0 | 0 | 0 | 0 | 0 | 0 | 0 | 100 | 0 | 0 | 100 | 0
7645 | OR | Dry Creek LFG to Energy Project | 56461 | PacifiCorp | 14354 | Oregon Environmental Industries LLC | 54878 | PacifiCorp - West | PACW | WECC | NWPP | WECC Northwest |  | 41 | 029 | Jackson | 42.3844 | -122.7718 | 0 |  | LFG | BIOMASS |  | 0.76912 | 3.2 | 0.051465 | Yes | Yes | 0 |  | 1 |  | 247975 | 101669 | 247975 | 101669 | 21560 | 8840 | 176.432 | 72.337 | 4.154 | 0 | 0 | 0 | 0 | -- | 16.367 | 16.366 | 0.385 | 0 | 0 | 0 | 0 | -- | 1.423 | 1.423 | 0.034 | 0 | -- | 16.367 | 16.366 | 0.385 | 0 | 0 | 0 | -- | 183.45 | 75.214 | 5.58 | 15746.36 | 576.79 | 57.679 | -- | 247975 | 101669 | 247975 | 101669 | EIA | EIA | EIA | EIA | EIA | EIA | n/a | EIA | EIA | 11501.6234 | 0 | 0 | 0 | 0 | 0 | 21560 | 0 | 0 | 0 | 0 | 0 | 0 | 21560 | 21560 | 21560 | 0 | 0 | 0 | 0 | 0 | 0 | 100 | 0 | 0 | 0 | 0 | 0 | 0 | 100 | 100 | 100 | 0
7756 | OR | Siphon Power Project | 50980 | PacifiCorp | 14354 | Central Oregon Irrigation Dist | 3220 | PacifiCorp - West | PACW | WECC | NWPP | WECC Northwest |  | 41 | 017 | Deschutes | 44.033 | -121.3297 | 0 |  | WAT | HYDRO |  | 0.45506 | 5.4 | [9 empty] | 198728 | 64276 | 21526 | 6962 |  |  |  | 0 | 0 | 0 | 0 | -- |  |  |  | 0 | 0 | 0 | 0 | -- |  |  |  |  | -- | [6 empty] | -- |  |  |  | 0 | 0 | 0 | -- | 0 | 0 | 198728 | 64276 |  |  |  | EIA | EIA | EIA | n/a | EIA | EIA |  | 0 | 0 | 0 | 0 | 21526 | 0 | 0 | 0 | 0 | 0 | 0 | 0 | 21526 | 0 | 0 | 21526 | 0 | 0 | 0 | 0 | 100 | 0 | 0 | 0 | 0 | 0 | 0 | 0 | 100 | 0 | 0 | 100
9112 | VA | Suffolk Energy Partners LP | 54781 | Virginia Electric & Power Co | 19876 | Zapco Energy Tactics Corp | 21148 | PJM Interconnection, LLC | PJM | SERC | SRVC | SERC Virginia/Carolina | PJM | 51 | 800 | Suffolk City | 36.7589 | -76.4961 | 0 |  | LFG | BIOMASS |  | 0.76584 | 3.2 | 0.056935 | Yes | [5 empty] | 261782 | 113957 | 261782 | 113957 | 21468 | 9345 | 182.384 | 79.395 | 4.387 | 0 | 0 | 0 | 0 | -- | 16.991 | 16.992 | 0.409 | 0 | 0 | 0 | 0 | -- | 1.393 | 1.393 | 0.034 | 0 | -- | 16.991 | 16.992 | 0.409 | 0 | 0 | 0 | -- | 189.792 | 82.62 | 5.892 | 16623.1 | 608.906 | 60.891 | -- | 261782 | 113957 | 261782 | 113957 | EIA | EIA | EIA | EIA | EIA | EIA | n/a | EIA | EIA | 12194.0563 | 0 | 0 | 0 | 0 | 0 | 21468 | 0 | 0 | 0 | 0 | 0 | 0 | 21468 | 21468 | 21468 | 0 | 0 | 0 | 0 | 0 | 0 | 100 | 0 | 0 | 0 | 0 | 0 | 0 | 100 | 100 | 100 | 0
3208 | IL | CID Gas Recovery | 50573 | Commonwealth Edison Co | 4110 | WM Illinois Renewable Energy LLC | 54843 | PJM Interconnection, LLC | PJM | RFC | RFCW | RFC West | PJM | 17 | 031 | Cook | 41.6588 | -87.5777 | 0 |  | LFG | BIOMASS |  | 0.4067 | 6 | 0.6555 | Yes | [5 empty] | 381434 | 153005 | 381434 | 153005 | 21376 | 8575 | 19.101 | 7.662 | 6.389 | 0 | 0 | 0 | 0 | -- | 1.787 | 1.787 | 0.598 | 0 | 0 | 0 | 0 | -- | 0.1 | 0.1 | 0.033 | 0 | -- | 1.787 | 1.787 | 0.598 | 0 | 0 | 0 | -- | 29.896 | 11.992 | 8.582 | 24220.979 | 887.216 | 88.722 | -- | 381434 | 153005 | 381434 | 153005 | EIA | EIA | EIA | EIA | EIA | EIA | n/a | EIA | EIA | 17844.0307 | 0 | 0 | 0 | 0 | 0 | 21376 | 0 | 0 | 0 | 0 | 0 | 0 | 21376 | 21376 | 21376 | 0 | 0 | 0 | 0 | 0 | 0 | 100 | 0 | 0 | 0 | 0 | 0 | 0 | 100 | 100 | 100 | 0
3222 | IL | Dayton Hydro | 10520 | Ameren Illinois Company | 56697 | Midwest Hydro LLC | 21581 | Midcontinent Independent Transmission System Operator, Inc.. | MISO | SERC | SRMW | SERC Midwest | MISO | 17 | 099 | LaSalle | 41.3878 | -88.7897 | 0 |  | WAT | HYDRO |  | 0.67574 | 3.6 | [9 empty] | 196735 | 73478.001 | 21309.999 | 7958.999 |  |  |  | 0 | 0 | 0 | 0 | -- |  |  |  | 0 | 0 | 0 | 0 | -- |  |  |  |  | -- | [6 empty] | -- |  |  |  | 0 | 0 | 0 | -- | 0 | 0 | 196735 | 73478.001 |  |  |  | EIA | EIA | EIA | n/a | EIA | EIA |  | 0 | 0 | 0 | 0 | 21310 | 0 | 0 | 0 | 0 | 0 | 0 | 0 | 21310 | 0 | 0 | 21310 | 0 | 0 | 0 | 0 | 100 | 0 | 0 | 0 | 0 | 0 | 0 | 0 | 100 | 0 | 0 | 100
9327 | WA | PEC Headworks | 7113 | PUD No 2 of Grant County | 14624 | PUD No 2 of Grant County | 14624 | Public Utility District No. 2 of Grant County, Washington | GCPD | WECC | NWPP | WECC Northwest |  | 53 | 025 | Grant | 47.1596 | -119.8963 | 0 |  | WAT | HYDRO |  | 0.36806 | 6.6 | [9 empty] | 196458 | 77085 | 21280 | 8350 |  |  |  | 0 | 0 | 0 | 0 | -- |  |  |  | 0 | 0 | 0 | 0 | -- |  |  |  |  | -- | [6 empty] | -- |  |  |  | 0 | 0 | 0 | -- | 0 | 0 | 196458 | 77085 |  |  |  | EIA | EIA | EIA | n/a | EIA | EIA |  | 0 | 0 | 0 | 0 | 21280 | 0 | 0 | 0 | 0 | 0 | 0 | 0 | 21280 | 0 | 0 | 21280 | 0 | 0 | 0 | 0 | 100 | 0 | 0 | 0 | 0 | 0 | 0 | 0 | 100 | 0 | 0 | 100
8191 | SC | Union Renewable Energy Facility | 60241 | Lockhart Power Co | 11118 | Lockhart Power Co | 11118 | Duke Energy Carolinas | DUK | SERC | SRVC | SERC Virginia/Carolina |  | 45 | 087 | Union | 34.6158 | -81.8187 | 0 |  | LFG | BIOMASS |  | 0.75724 | 3.2 | 0.071264 | Yes | [5 empty] | 213128 | 88187 | 213128 | 88187 | 21227 | 8783 | 122.734 | 50.784 | 3.571 | 0.001 | 0 | 0 | 0.001 | -- | 11.564 | 11.564 | 0.336 | 0 | 0 | 0 | 0 | -- | 1.152 | 1.152 | 0.034 | 0 | -- | 11.564 | 11.564 | 0.336 | 0 | 0 | 0 | -- | 128.766 | 53.28 | 4.796 | 13533.584 | 495.736 | 49.574 | -- | 213128 | 88187 | 213128 | 88187 | EIA | EIA | EIA | EIA | EIA | EIA | n/a | EIA | EIA | 10040.4202 | 0 | 0 | 0 | 0 | 0 | 21227 | 0 | 0 | 0 | 0 | 0 | 0 | 21227 | 21227 | 21227 | 0 | 0 | 0 | 0 | 0 | 0 | 100 | 0 | 0 | 0 | 0 | 0 | 0 | 100 | 100 | 100 | 0
2539 | GA | Flint River | 706 | Georgia Power Co | 7140 | Georgia Power Co | 7140 | Southern Company Services, Inc. - Trans | SOCO | SERC | SRSO | SERC South |  | 13 | 095 | Dougherty | 31.6028 | -84.1376 | 0 |  | WAT | HYDRO |  | 0.44836 | 5.4 | [9 empty] | 195801 | 58785.999 | 21209.001 | 6368.001 |  |  |  | 0 | 0 | 0 | 0 | -- |  |  |  | 0 | 0 | 0 | 0 | -- |  |  |  |  | -- | [6 empty] | -- |  |  |  | 0 | 0 | 0 | -- | 0 | 0 | 195801 | 58785.999 |  |  |  | EIA | EIA | EIA | n/a | EIA | EIA |  | 0 | 0 | 0 | 0 | 21209 | 0 | 0 | 0 | 0 | 0 | 0 | 0 | 21209 | 0 | 0 | 21209 | 0 | 0 | 0 | 0 | 100 | 0 | 0 | 0 | 0 | 0 | 0 | 0 | 100 | 0 | 0 | 100
1050 | CA | Ingredion Stockton | 52115 | Pacific Gas & Electric Co | 14328 | Ingredion Inc - Stockton | 4361 | California Independent System Operator | CISO | WECC | CAMX | WECC California | CAISO | 06 | 077 | San Joaquin | 37.9128 | -121.2614 | 0 |  | NG | GAS |  | 0.24187 | 10 | 0.93021 |  | Yes | 198763.2 | 0.364 | 0.32664 |  | 112958.8832 | 52994.3185 | 112958.883 | 52994.319 | 21188 | 9940 | 17.445 | 8.184 | 0.181 | 6601.829 | 249.032 | 24.903 | 6608.304 | -- | 1.647 | 1.647 | 0.017 | 623.167 | 0.012 | 0.001 | 623.778 | -- | 0.309 | 0.309 | 0.003 | 116.889 | -- | 1.647 | 1.647 | 0.017 | 623.167 | 0.012 | 0.001 | -- | 53.408 | 25.056 | 0.553 | 20211.112 | 762.397 | 76.24 | -- | 345817 | 162239 | 345817 | 162239 | EIA | EIA | EIA | EIA | EIA | EIA | n/a | EIA | EIA | 5331.2669 | 0 | 0 | 21188 | 0 | 0 | 0 | 0 | 0 | 0 | 0 | 0 | 21188 | 0 | 0 | 21188 | 0 | 0 | 0 | 100 | 0 | 0 | 0 | 0 | 0 | 0 | 0 | 0 | 100 | 0 | 0 | 100 | 0
7753 | OR | Sand Ranch Windfarm LLC | 56973 | PacifiCorp | 14354 | Echo 1 | 56802 | PacifiCorp - West | PACW | WECC | NWPP | WECC Northwest |  | 41 | 049 | Morrow | 45.6447 | -119.4767 | 0 |  | WND | WIND |  | 0.24421 | 9.9 | [9 empty] | 195524 | 102393 | 21179 | 11091 |  |  |  | 0 | 0 | 0 | 0 | -- |  |  |  | 0 | 0 | 0 | 0 | -- |  |  |  |  | -- | [6 empty] | -- |  |  |  | 0 | 0 | 0 | -- | 0 | 0 | 195524 | 102393 |  |  |  | EIA | EIA | EIA | n/a | EIA | EIA |  | 0 | 0 | 0 | 0 | 0 | 0 | 21179 | 0 | 0 | 0 | 0 | 0 | 21179 | 21179 | 0 | 21179 | 0 | 0 | 0 | 0 | 0 | 0 | 100 | 0 | 0 | 0 | 0 | 0 | 100 | 100 | 0 | 100
1219 | CA | Middle Gorge | 401 | Los Angeles Department of Water & Power | 11208 | Los Angeles Department of Water & Power | 11208 | Los Angeles Department of Water and Power | LDWP | WECC | CAMX | WECC California |  | 06 | 051 | Mono | 37.51 | -118.5692 | 0 |  | WAT | HYDRO |  | 0.06441 | 37.5 | [9 empty] | 195351 | 102059 | 21160 | 11055 |  |  |  | 0 | 0 | 0 | 0 | -- |  |  |  | 0 | 0 | 0 | 0 | -- |  |  |  |  | -- | [6 empty] | -- |  |  |  | 0 | 0 | 0 | -- | 0 | 0 | 195351 | 102059 |  |  |  | EIA | EIA | EIA | n/a | EIA | EIA |  | 0 | 0 | 0 | 0 | 21160 | 0 | 0 | 0 | 0 | 0 | 0 | 0 | 21160 | 0 | 0 | 21160 | 0 | 0 | 0 | 0 | 100 | 0 | 0 | 0 | 0 | 0 | 0 | 0 | 100 | 0 | 0 | 100
9465 | WI | High Falls (WI) | 4065 | American Transmission Co | 659 | Wisconsin Public Service Corp | 20860 | Midcontinent Independent Transmission System Operator, Inc.. | MISO | MRO | MROE | MRO East | MISO | 55 | 075 | Marinette | 45.2794 | -88.1997 | 0 |  | WAT | HYDRO |  | 0.34431 | 7 | [9 empty] | 194915 | 82855 | 21113 | 8975 |  |  |  | 0 | 0 | 0 | 0 | -- |  |  |  | 0 | 0 | 0 | 0 | -- |  |  |  |  | -- | [6 empty] | -- |  |  |  | 0 | 0 | 0 | -- | 0 | 0 | 194915 | 82855 |  |  |  | EIA | EIA | EIA | n/a | EIA | EIA |  | 0 | 0 | 0 | 0 | 21113 | 0 | 0 | 0 | 0 | 0 | 0 | 0 | 21113 | 0 | 0 | 21113 | 0 | 0 | 0 | 0 | 100 | 0 | 0 | 0 | 0 | 0 | 0 | 0 | 100 | 0 | 0 | 100
8780 | TX | SunE CPS3 LLC | 58009 | City of San Antonio - (TX) | 16604 | SunE CPS3 LLC | 57386 | Electric Reliability Council of Texas, Inc. | ERCO | TRE | ERCT | ERCOT All | ERCOT | 48 | 029 | Bexar | 29.2219 | -98.6692 | 0 |  | SUN | SOLAR |  | 0.22727 | 10.6 | [9 empty] | 194823 | 85543 | 21103 | 9266 |  |  |  | 0 | 0 | 0 | 0 | -- |  |  |  | 0 | 0 | 0 | 0 | -- |  |  |  |  | -- | [6 empty] | -- |  |  |  | 0 | 0 | 0 | -- | 0 | 0 | 194823 | 85543 |  |  |  | EIA | EIA | EIA | n/a | EIA | EIA |  | 0 | 0 | 0 | 0 | 0 | 0 | 0 | 21103 | 0 | 0 | 0 | 0 | 21103 | 21103 | 0 | 21103 | 0 | 0 | 0 | 0 | 0 | 0 | 0 | 100 | 0 | 0 | 0 | 0 | 100 | 100 | 0 | 100
5119 | MO | Blue Valley | 2132 | City of Independence - (MO) | 9231 | City of Independence - (MO) | 9231 | Southwest Power Pool | SWPP | SPP | SPNO | SPP North |  | 29 | 095 | Jackson | 39.0919 | -94.3261 | 3 | 1 | NG | GAS |  | 0.01368 | 176 | 1 | [6 empty] | 139443.865 | 62235.282 | 139443.865 | 62235.282 | 21090 | 11336 | 11.213 | 5.122 | 0.797 | 8286.286 | 651.647 | 65.165 | 8303.229 | -- | 1.063 | 0.904 | 0.076 | 785.802 | 0.031 | 0.003 | 787.409 | -- | 0.161 | 0.165 | 0.011 | 118.848 | -- | 1.063 | 0.904 | 0.076 | 785.802 | 0.031 | 0.003 | -- | 11.213 | 5.122 | 0.797 | 8286.286 | 651.647 | 65.165 | -- | 139443.865 | 62235.282 | 139443.865 | 62235.282 | EPA/CAMD | EPA/CAMD | EPA/CAMD | EPA/CAMD | EIA | EIA | n/a | EPA/CAMD | EPA/CAMD | 6611.8476 | 0 | 0 | 21090 | 0 | 0 | 0 | 0 | 0 | 0 | 0 | 0 | 21090 | 0 | 0 | 21090 | 0 | 0 | 0 | 100 | 0 | 0 | 0 | 0 | 0 | 0 | 0 | 0 | 100 | 0 | 0 | 100 | 0
382 | AZ | Mesquite Solar 3, LLC | 60308 | San Diego Gas & Electric Co | 16609 | Mesquite Solar 3, LLC | 60107 | California Independent System Operator | CISO | WECC | CAMX | WECC California |  | 04 | 013 | Maricopa | 33.3476 | -112.9368 | 0 |  | SUN | SOLAR |  | 0.01603 | 150 | [9 empty] | 194426 | 0 | 21060 | 0 |  |  |  | 0 | 0 | 0 | 0 | -- |  |  |  | 0 | 0 | 0 | 0 | -- |  |  |  |  | -- | [6 empty] | -- |  |  |  | 0 | 0 | 0 | -- | 0 | 0 | 194426 | 0 |  |  |  | EIA | EIA | EIA | n/a | EIA | EIA |  | 0 | 0 | 0 | 0 | 0 | 0 | 0 | 21060 | 0 | 0 | 0 | 0 | 21060 | 21060 | 0 | 21060 | 0 | 0 | 0 | 0 | 0 | 0 | 0 | 100 | 0 | 0 | 0 | 0 | 100 | 100 | 0 | 100
1523 | CA | Rohr Inc, a UTC Aerospace Systems Company | 57713 | San Diego Gas & Electric Co | 16609 | UTAS Aerostructures | 57032 | California Independent System Operator | CISO | WECC | CAMX | WECC California | CAISO | 06 | 073 | San Diego | 32.6325 | -117.0997 | 0 |  | NG | GAS |  | 0.25014 | 9.6 | 0.91643 |  | Yes | 42365.6 | 1.695 | 0.69321 |  | 162704.1509 | 76974.1033 | 162704.151 | 76974.103 | 21036 | 9951.999 | 213.682 | 100.249 | 0.632 | 9509.168 | 370.148 | 38.732 | 9519.058 | -- | 20.316 | 20.146 | 0.06 | 904.085 | 0.018 | 0.002 | 905.026 | -- | 2.627 | 2.605 | 0.008 | 116.889 | -- | 20.316 | 20.146 | 0.06 | 904.085 | 0.018 | 0.002 | -- | 308.25 | 144.615 | 0.912 | 13717.575 | 533.962 | 55.873 | -- | 234711 | 111039.999 | 234711 | 111039.999 | EIA | EIA | EIA | EIA | EIA | EIA | n/a | EIA | EIA | 7734.5575 | 0 | 335.718 | 20700.282 | 0 | 0 | 0 | 0 | 0 | 0 | 0 | 0 | 21036 | 0 | 0 | 21036 | 0 | 0 | 1.5959 | 98.4041 | 0 | 0 | 0 | 0 | 0 | 0 | 0 | 0 | 100 | 0 | 0 | 100 | 0
6792 | NV | Goodsprings Waste Heat Recovery | 57684 | Nevada Power Co | 13407 | Nevada Power Co | 13407 | Nevada Power Company | NEVP | WECC | AZNM | WECC Southwest |  | 32 | 003 | Clark | 35.8094 | -115.4114 | 1 | 1 | NG | GAS |  | 0.32006 | 7.5 | 0.7999 | [6 empty] | 0 | 0 | 0 | 0 | 21028 | 8658.838 | 0 | 0 | 0 | 0 | 0 | 0 | 0 | -- | 0 | 0 | 0 | 0 | 0 | 0 | 0 | -- |  |  |  |  | -- | 0 | 0 | 0 | 0 | 0 | 0 | -- | 0 | 0 | 0 | 0 | 0 | 0 | -- | 0 | 0 | 0 | 0 | EIA | EIA | EIA | EIA | EIA | EIA | n/a | EIA | EIA | 0 | 0 | 0 | 0 | 0 | 0 | 0 | 0 | 0 | 0 | 0 | 21028 | 21028 | 0 | 0 | 21028 | 0 | 0 | 0 | 0 | 0 | 0 | 0 | 0 | 0 | 0 | 0 | 100 | 100 | 0 | 0 | 100 | 0
3767 | KY | Laurel Ridge LFGTE | 56279 | East Kentucky Power Coop, Inc | 5580 | East Kentucky Power Coop, Inc | 5580 | PJM Interconnection, LLC | PJM | SERC | SRTV | SERC Tennessee Valley | PJM | 21 | 125 | Laurel | 37.035 | -84.0933 | 0 |  | LFG | BIOMASS |  | 0.59926 | 4 | 0.33457 | Yes | [5 empty] | 251003 | 117126 | 251003 | 117126 | 20998 | 9798 | 174.872 | 81.6 | 4.207 | 0.002 | 0 | 0 | 0.002 | -- | 16.656 | 16.657 | 0.401 | 0 | 0 | 0 | 0 | -- | 1.393 | 1.393 | 0.034 | 0 | -- | 16.656 | 16.657 | 0.401 | 0 | 0 | 0 | -- | 181.975 | 84.915 | 5.65 | 15938.64 | 583.834 | 58.383 | -- | 251003 | 117126 | 251003 | 117126 | EIA | EIA | EIA | EIA | EIA | EIA | n/a | EIA | EIA | 11953.6623 | 0 | 0 | 0 | 0 | 0 | 20998 | 0 | 0 | 0 | 0 | 0 | 0 | 20998 | 20998 | 20998 | 0 | 0 | 0 | 0 | 0 | 0 | 100 | 0 | 0 | 0 | 0 | 0 | 0 | 100 | 100 | 100 | 0
5293 | MS | Sweatt Electric Generating Plant | 2048 | Mississippi Power Co | 12686 | Mississippi Power Co | 12686 | Southern Company Services, Inc. - Trans | SOCO | SERC | SRSO | SERC South |  | 28 | 075 | Lauderdale | 32.2925 | -88.7461 | 2 | 2 | NG | GAS |  | 0.0175 | 136.9 | 1 | [6 empty] | 309279.8 | 155032.6 | 309279.8 | 155032.6 | 20985 | 10196 | 108.182 | 54.265 | 0.083 | 18076.024 | 634.405 | 63.44 | 18092.519 | -- | 10.31 | 10.644 | 0.008 | 1722.757 | 0.03 | 0.003 | 1724.329 | -- | 0.7 | 0.7 | 0.001 | 116.891 | -- | 10.31 | 10.644 | 0.008 | 1722.757 | 0.03 | 0.003 | -- | 108.182 | 54.265 | 0.083 | 18076.024 | 634.405 | 63.44 | -- | 309279.8 | 155032.6 | 309279.8 | 155032.6 | EPA/CAMD | EPA/CAMD | EPA/CAMD; EIA | EPA/CAMD; EIA | EIA | EIA | n/a | EPA/CAMD | EPA/CAMD | 14738.1368 | 0 | 0 | 20985 | 0 | 0 | 0 | 0 | 0 | 0 | 0 | 0 | 20985 | 0 | 0 | 20985 | 0 | 0 | 0 | 100 | 0 | 0 | 0 | 0 | 0 | 0 | 0 | 0 | 100 | 0 | 0 | 100 | 0
2245 | CT | UI RCP New Haven Fuel Cell | 60040 | United Illuminating Co | 19497 | United Illuminating Co | 19497 | ISO New England Inc. | ISNE | NPCC | NEWE | NPCC New England | ISONE | 09 | 009 | New Haven | 41.2888 | -72.8986 | 0 |  | NG | GAS |  | 0.85531 | 2.8 | 0 | [6 empty] | 186554 | 80030 | 186554 | 80030 | 20979 | 9000 |  |  |  |  | 411.282 | 41.128 |  | -- |  |  |  |  | 0.02 | 0.002 |  | -- |  |  |  |  | -- |  |  |  |  | 0.02 | 0.002 | -- |  |  |  |  | 411.282 | 41.128 | -- | 186554 | 80030 | 186554 | 80030 |  |  |  |  | EIA | EIA | n/a | EIA | EIA | 8892.4162 | 0 | 0 | 20979 | 0 | 0 | 0 | 0 | 0 | 0 | 0 | 0 | 20979 | 0 | 0 | 20979 | 0 | 0 | 0 | 100 | 0 | 0 | 0 | 0 | 0 | 0 | 0 | 0 | 100 | 0 | 0 | 100 | 0
6673 | NM | Deming Solar Energy Center | 57575 | Public Service Co of NM | 15473 | PNM Resources | 59300 | Public Service Company of New Mexico | PNM | WECC | AZNM | WECC Southwest |  | 35 | 029 | Luna | 32.1658 | -107.7506 | 0 |  | SUN | SOLAR |  | 0.26464 | 9 | [9 empty] | 192615 | 80098 | 20864 | 8676 |  |  |  | 0 | 0 | 0 | 0 | -- |  |  |  | 0 | 0 | 0 | 0 | -- |  |  |  |  | -- | [6 empty] | -- |  |  |  | 0 | 0 | 0 | -- | 0 | 0 | 192615 | 80098 |  |  |  | EIA | EIA | EIA | n/a | EIA | EIA |  | 0 | 0 | 0 | 0 | 0 | 0 | 0 | 20864 | 0 | 0 | 0 | 0 | 20864 | 20864 | 0 | 20864 | 0 | 0 | 0 | 0 | 0 | 0 | 0 | 100 | 0 | 0 | 0 | 0 | 100 | 100 | 0 | 100
3215 | IL | Countyside Genco LLC | 55773 | Commonwealth Edison Co | 4110 | Illinois Electricial Gen Partn | 9205 | PJM Interconnection, LLC | PJM | RFC | RFCW | RFC West | PJM | 17 | 097 | Lake | 42.3211 | -88.0319 | 0 |  | LFG | BIOMASS |  | 0.11234 | 21.2 | 1 | Yes | [5 empty] | 433450 | 173870 | 433450 | 173870 | 20863 | 8369 | 25.441 | 10.207 | 7.26 | 0 | 0 | 0 | 0 | -- | 2.439 | 2.439 | 0.696 | 0 | 0 | 0 | 0 | -- | 0.117 | 0.117 | 0.033 | 0 | -- | 2.439 | 2.439 | 0.696 | 0 | 0 | 0 | -- | 37.708 | 15.128 | 9.752 | 27523.984 | 1008.206 | 100.821 | -- | 433450 | 173870 | 433450 | 173870 | EIA | EIA | EIA | EIA | EIA | EIA | n/a | EIA | EIA | 20776.015 | 0 | 0 | 0 | 0 | 0 | 20863 | 0 | 0 | 0 | 0 | 0 | 0 | 20863 | 20863 | 20863 | 0 | 0 | 0 | 0 | 0 | 0 | 100 | 0 | 0 | 0 | 0 | 0 | 0 | 100 | 100 | 100 | 0
7289 | NY | West End Dam Hydroelectric Project | 50759 | Niagara Mohawk Power Corp. | 13573 | Northbrook Carthage LLC | 57144 | New York Independent System Operator | NYIS | NPCC | NYUP | NPCC Upstate NY | NYISO | 36 | 045 | Jefferson | 43.9829 | -75.6206 | 0 |  | WAT | HYDRO |  | 0.54102 | 4.4 | [9 empty] | 192513 | 79572 | 20853 | 8619 |  |  |  | 0 | 0 | 0 | 0 | -- |  |  |  | 0 | 0 | 0 | 0 | -- |  |  |  |  | -- | [6 empty] | -- |  |  |  | 0 | 0 | 0 | -- | 0 | 0 | 192513 | 79572 |  |  |  | EIA | EIA | EIA | n/a | EIA | EIA |  | 0 | 0 | 0 | 0 | 20853 | 0 | 0 | 0 | 0 | 0 | 0 | 0 | 20853 | 0 | 0 | 20853 | 0 | 0 | 0 | 0 | 100 | 0 | 0 | 0 | 0 | 0 | 0 | 0 | 100 | 0 | 0 | 100
2309 | FL | C H Corn Hydroelectric Facility | 956 | Duke Energy Florida, Inc | 6455 | City of Tallahassee - (FL) | 18445 | Progress Energy Florida | FPC | FRCC | FRCC | FRCC All |  | 12 | 073 | Leon | 30.3885 | -84.6466 | 0 |  | WAT | HYDRO |  | 0.1948 | 12.2 | [9 empty] | 192200 | 58512.001 | 20819 | 6338 |  |  |  | 0 | 0 | 0 | 0 | -- |  |  |  | 0 | 0 | 0 | 0 | -- |  |  |  |  | -- | [6 empty] | -- |  |  |  | 0 | 0 | 0 | -- | 0 | 0 | 192200 | 58512.001 |  |  |  | EIA | EIA | EIA | n/a | EIA | EIA |  | 0 | 0 | 0 | 0 | 20819 | 0 | 0 | 0 | 0 | 0 | 0 | 0 | 20819 | 0 | 0 | 20819 | 0 | 0 | 0 | 0 | 100 | 0 | 0 | 0 | 0 | 0 | 0 | 0 | 100 | 0 | 0 | 100
2546 | GA | Georgia LFG Richland Creek Plant | 61387 | Georgia Power Co | 7140 | ENERGYneering Solutions, Inc | 59370 | Southern Company Services, Inc. - Trans | SOCO | SERC | SRSO | SERC South |  | 13 | 135 | Gwinnett | 34.1271 | -84.0334 | 0 |  | LFG | BIOMASS |  | 0.21588 | 11 | 0.97354 | Yes | [5 empty] | 195059 | 53288 | 195059 | 53288 | 20802 | 5683 | 135.055 | 36.897 | 3.268 | 0 | 0 | 0 | 0 | -- | 12.985 | 12.985 | 0.314 | 0 | 0 | 0 | 0 | -- | 1.385 | 1.385 | 0.034 | 0 | -- | 12.985 | 12.985 | 0.314 | 0 | 0 | 0 | -- | 140.575 | 38.405 | 4.39 | 12386.205 | 453.708 | 45.371 | -- | 195059 | 53288 | 195059 | 53288 | EIA | EIA | EIA | EIA | EIA | EIA | n/a | EIA | EIA | 9376.9349 | 0 | 0 | 0 | 0 | 0 | 20802 | 0 | 0 | 0 | 0 | 0 | 0 | 20802 | 20802 | 20802 | 0 | 0 | 0 | 0 | 0 | 0 | 100 | 0 | 0 | 0 | 0 | 0 | 0 | 100 | 100 | 100 | 0
18 | AK | Black Bear Lake | 7752 | Alaska Power and Telephone Co | 219 | Alaska Power and Telephone Co | 219 | Alaska Miscellaneous | NA | ASCC | AKMS | ASCC Miscellaneous |  | 02 | 198 | Prince of Wales-Hyder | 55.4765 | -133.1477 | 0 |  | WAT | HYDRO |  | 0.52671 | 4.5 | [9 empty] | 191683 | 69303 | 20763 | 7507 |  |  |  | 0 | 0 | 0 | 0 | -- |  |  |  | 0 | 0 | 0 | 0 | -- |  |  |  |  | -- | [6 empty] | -- |  |  |  | 0 | 0 | 0 | -- | 0 | 0 | 191683 | 69303 |  |  |  | EIA | EIA | EIA | n/a | EIA | EIA |  | 0 | 0 | 0 | 0 | 20763 | 0 | 0 | 0 | 0 | 0 | 0 | 0 | 20763 | 0 | 0 | 20763 | 0 | 0 | 0 | 0 | 100 | 0 | 0 | 0 | 0 | 0 | 0 | 0 | 100 | 0 | 0 | 100
6963 | NY | East Norfolk | 2561 | Niagara Mohawk Power Corp. | 13573 | Erie Boulevard Hydropower LP | 5914 | New York Independent System Operator | NYIS | NPCC | NYUP | NPCC Upstate NY | NYISO | 36 | 089 | St Lawrence | 44.7989 | -74.9856 | 0 |  | WAT | HYDRO |  | 0.59072 | 4 | [9 empty] | 191093 | 78985 | 20699 | 8556 |  |  |  | 0 | 0 | 0 | 0 | -- |  |  |  | 0 | 0 | 0 | 0 | -- |  |  |  |  | -- | [6 empty] | -- |  |  |  | 0 | 0 | 0 | -- | 0 | 0 | 191093 | 78985 |  |  |  | EIA | EIA | EIA | n/a | EIA | EIA |  | 0 | 0 | 0 | 0 | 20699 | 0 | 0 | 0 | 0 | 0 | 0 | 0 | 20699 | 0 | 0 | 20699 | 0 | 0 | 0 | 0 | 100 | 0 | 0 | 0 | 0 | 0 | 0 | 0 | 100 | 0 | 0 | 100
1003 | CA | Hatchet Creek Project | 10882 | Pacific Gas & Electric Co | 14328 | Mega Renewables | 12239 | California Independent System Operator | CISO | WECC | CAMX | WECC California | CAISO | 06 | 089 | Shasta | 40.8741 | -121.9204 | 0 |  | WAT | HYDRO |  | 0.34722 | 6.8 | [9 empty] | 190944 | 99757 | 20683 | 10806 |  |  |  | 0 | 0 | 0 | 0 | -- |  |  |  | 0 | 0 | 0 | 0 | -- |  |  |  |  | -- | [6 empty] | -- |  |  |  | 0 | 0 | 0 | -- | 0 | 0 | 190944 | 99757 |  |  |  | EIA | EIA | EIA | n/a | EIA | EIA |  | 0 | 0 | 0 | 0 | 20683 | 0 | 0 | 0 | 0 | 0 | 0 | 0 | 20683 | 0 | 0 | 20683 | 0 | 0 | 0 | 0 | 100 | 0 | 0 | 0 | 0 | 0 | 0 | 0 | 100 | 0 | 0 | 100
65 | AK | Ketchikan | 84 | Ketchikan Public Utilities | 10210 | Ketchikan Public Utilities | 10210 | Alaska Miscellaneous | NA | ASCC | AKMS | ASCC Miscellaneous |  | 02 | 130 | Ketchikan Gateway | 55.3446 | -131.6334 | 0 |  | WAT | HYDRO |  | 0.56216 | 4.2 | [9 empty] | 190947 | 69038.001 | 20682.999 | 7478.001 |  |  |  | 0 | 0 | 0 | 0 | -- |  |  |  | 0 | 0 | 0 | 0 | -- |  |  |  |  | -- | [6 empty] | -- |  |  |  | 0 | 0 | 0 | -- | 0 | 0 | 190947 | 69038.001 |  |  |  | EIA | EIA | EIA | n/a | EIA | EIA |  | 0 | 0 | 0 | 0 | 20683 | 0 | 0 | 0 | 0 | 0 | 0 | 0 | 20683 | 0 | 0 | 20683 | 0 | 0 | 0 | 0 | 100 | 0 | 0 | 0 | 0 | 0 | 0 | 0 | 100 | 0 | 0 | 100
955 | CA | Giffen | 57521 | Pacific Gas & Electric Co | 14328 | Pacific Gas & Electric Co | 14328 | California Independent System Operator | CISO | WECC | CAMX | WECC California | CAISO | 06 | 019 | Fresno | 36.5303 | -120.3161 | 0 |  | SUN | SOLAR |  | 0.11803 | 20 | [9 empty] | 190898 | 101558 | 20678 | 11001 |  |  |  | 0 | 0 | 0 | 0 | -- |  |  |  | 0 | 0 | 0 | 0 | -- |  |  |  |  | -- | [6 empty] | -- |  |  |  | 0 | 0 | 0 | -- | 0 | 0 | 190898 | 101558 |  |  |  | EIA | EIA | EIA | n/a | EIA | EIA |  | 0 | 0 | 0 | 0 | 0 | 0 | 0 | 20678 | 0 | 0 | 0 | 0 | 20678 | 20678 | 0 | 20678 | 0 | 0 | 0 | 0 | 0 | 0 | 0 | 100 | 0 | 0 | 0 | 0 | 100 | 100 | 0 | 100
2910 | IA | NCAH Central Utility Plant | 58265 | Interstate Power and Light Co | 9417 | National Centers for Animal Health | 58247 | Midcontinent Independent Transmission System Operator, Inc.. | MISO | MRO | MROW | MRO West | MISO | 19 | 169 | Story | 42.0461 | -93.5794 | 0 |  | NG | GAS |  | 0.14301 | 16.5 | 1 |  | Yes | 163456.8 | 0.432 | 0.36526 |  | 106300.4973 | 62115.4935 | 106300.497 | 62115.494 | 20670.142 | 12072.259 | 16.637 | 9.611 | 0.217 | 6220.426 | 235.823 | 23.803 | 6226.591 | -- | 1.61 | 1.592 | 0.021 | 601.875 | 0.011 | 0.001 | 602.472 | -- | 0.313 | 0.309 | 0.004 | 117.035 | -- | 1.61 | 1.592 | 0.021 | 601.875 | 0.011 | 0.001 | -- | 45.548 | 26.312 | 0.595 | 17029.901 | 645.622 | 65.166 | -- | 291023 | 170055.999 | 291023 | 170055.999 | EIA | EIA | EIA | EIA | EIA | EIA | n/a | EIA | EIA | 5142.7032 | 0 | 91.14 | 20579.02 | 0 | 0 | 0 | 0 | 0 | 0 | 0 | 0 | 20670.16 | 0 | 0 | 20670.16 | 0 | 0 | 0.44093 | 99.5591 | 0 | 0 | 0 | 0 | 0 | 0 | 0 | 0 | 100 | 0 | 0 | 100 | 0
1774 | CA | Sycamore Energy 1 | 10387 | San Diego Gas & Electric Co | 16609 | Sycamore Energy 1 LLC | 57223 | California Independent System Operator | CISO | WECC | CAMX | WECC California | CAISO | 06 | 073 | San Diego | 32.8577 | -117.0288 | 0 |  | LFG | BIOMASS |  | 0.32769 | 7.2 | 0.78719 | Yes | [5 empty] | 435646 | 185500.999 | 435646 | 185500.999 | 20668 | 8801 | 32.792 | 13.962 | 7.297 | 0.001 | 0 | 0 | 0.001 | -- | 3.173 | 3.173 | 0.706 | 0 | 0 | 0 | 0 | -- | 0.151 | 0.151 | 0.033 | 0 | -- | 3.173 | 3.173 | 0.706 | 0 | 0 | 0 | -- | 45.121 | 19.212 | 9.802 | 27663.43 | 1013.314 | 101.331 | -- | 435646 | 185500.999 | 435646 | 185500.999 | EIA | EIA | EIA | EIA | EIA | EIA | n/a | EIA | EIA | 21078.2853 | 0 | 0 | 0 | 0 | 0 | 20668 | 0 | 0 | 0 | 0 | 0 | 0 | 20668 | 20668 | 20668 | 0 | 0 | 0 | 0 | 0 | 0 | 100 | 0 | 0 | 0 | 0 | 0 | 0 | 100 | 100 | 100 | 0
6441 | NJ | Essex | 2401 | Public Service Elec & Gas Co | 15477 | PSEG Fossil LLC | 15147 | PJM Interconnection, LLC | PJM | RFC | RFCE | RFC East | PJM | 34 | 013 | Essex | 40.7372 | -74.1206 | 0 |  | NG | GAS |  | 0.00396 | 595.2 | 1 | [6 empty] | 212223.588 | 187651.733 | 212223.588 | 187651.733 | 20662 | 18635 | 8.823 | 7.519 | 0.069 | 12633.85 | 635.377 | 64.538 | 12650.525 | -- | 0.854 | 0.807 | 0.007 | 1222.907 | 0.031 | 0.003 | 1224.521 | -- | 0.083 | 0.08 | 0.001 | 119.062 | -- | 0.854 | 0.807 | 0.007 | 1222.907 | 0.031 | 0.003 | -- | 8.823 | 7.519 | 0.069 | 12633.85 | 635.377 | 64.538 | -- | 212223.588 | 187651.733 | 212223.588 | 187651.733 | EPA/CAMD | EPA/CAMD | EPA/CAMD | EPA/CAMD | EIA | EIA | n/a | EPA/CAMD | EPA/CAMD | 10271.2026 | 0 | -71.132 | 20733.132 | 0 | 0 | 0 | 0 | 0 | 0 | 0 | 0 | 20662 | 0 | 0 | 20662 | 0 | 0 | 0 | 100 | 0 | 0 | 0 | 0 | 0 | 0 | 0 | 0 | 100 | 0 | 0 | 100 | 0
317 | AZ | Black Mountain Solar LLC | 58042 | UNS Electric, Inc | 19728 | Black Mountain Solar LLC | 57413 | Arizona Public Service Company | AZPS | WECC | AZNM | WECC Southwest |  | 04 | 015 | Mohave | 35.0227 | -114.1627 | 0 |  | SUN | SOLAR |  | 0.26195 | 9 | [9 empty] | 190660 | 94014 | 20652 | 10183 |  |  |  | 0 | 0 | 0 | 0 | -- |  |  |  | 0 | 0 | 0 | 0 | -- |  |  |  |  | -- | [6 empty] | -- |  |  |  | 0 | 0 | 0 | -- | 0 | 0 | 190660 | 94014 |  |  |  | EIA | EIA | EIA | n/a | EIA | EIA |  | 0 | 0 | 0 | 0 | 0 | 0 | 0 | 20652 | 0 | 0 | 0 | 0 | 20652 | 20652 | 0 | 20652 | 0 | 0 | 0 | 0 | 0 | 0 | 0 | 100 | 0 | 0 | 0 | 0 | 100 | 100 | 0 | 100
1952 | CA | WWTP Power Generation Station | 56036 | Pacific Gas & Electric Co | 14328 | East Bay Municipal Util Dist | 5571 | California Independent System Operator | CISO | WECC | CAMX | WECC California | CAISO | 06 | 001 | Alameda | 37.8258 | -122.2961 | 0 |  | OBG | BIOMASS |  | 0.35694 | 6.6 | 0.73843 | Yes | Yes | 116940.8 | 0.602 | 0.44539 |  | 119247.3573 | 51145.6507 | 119247.357 | 51145.651 | 20637 | 8850.999 | 242.418 | 103.224 | 0.567 | 80.35 | 282.795 | 29.116 | 87.832 | -- | 23.494 | 23.325 | 0.055 | 7.787 | 0.014 | 0.001 | 8.512 | -- | 4.066 | 4.036 | 0.01 | 1.348 | -- | 23.494 | 23.325 | 0.055 | 7.787 | 0.014 | 0.001 | -- | 544.281 | 231.759 | 1.272 | 17001.18 | 634.936 | 65.373 | -- | 267735.999 | 114833.001 | 267735.999 | 114833.001 | EIA | EIA | EIA | EIA | EIA | EIA | n/a | EIA | EIA | 5778.3281 | 0 | 218.821 | 0 | 0 | 0 | 20418.179 | 0 | 0 | 0 | 0 | 0 | 218.821 | 20418.179 | 20418.179 | 20637 | 0 | 0 | 1.0603 | 0 | 0 | 0 | 98.9397 | 0 | 0 | 0 | 0 | 0 | 1.0603 | 98.9397 | 98.9397 | 100 | 0
7272 | NY | Varick | 2621 | Niagara Mohawk Power Corp. | 13573 | Erie Boulevard Hydropower LP | 5914 | New York Independent System Operator | NYIS | NPCC | NYUP | NPCC Upstate NY | NYISO | 36 | 075 | Oswego | 43.4486 | -76.5056 | 0 |  | WAT | HYDRO |  | 0.29436 | 8 | [9 empty] | 190446 | 78718 | 20629 | 8527 |  |  |  | 0 | 0 | 0 | 0 | -- |  |  |  | 0 | 0 | 0 | 0 | -- |  |  |  |  | -- | [6 empty] | -- |  |  |  | 0 | 0 | 0 | -- | 0 | 0 | 190446 | 78718 |  |  |  | EIA | EIA | EIA | n/a | EIA | EIA |  | 0 | 0 | 0 | 0 | 20629 | 0 | 0 | 0 | 0 | 0 | 0 | 0 | 20629 | 0 | 0 | 20629 | 0 | 0 | 0 | 0 | 100 | 0 | 0 | 0 | 0 | 0 | 0 | 0 | 100 | 0 | 0 | 100
449 | CA | 85 B | 52163 | Southern California Edison Co | 17609 | AES Wind Generation Inc | 19740 | California Independent System Operator | CISO | WECC | CAMX | WECC California | CAISO | 06 | 029 | Kern | 35.1011 | -118.3372 | 0 |  | WND | WIND |  | 0.11093 | 21.2 | [9 empty] | 190188 | 104657 | 20601 | 11336 |  |  |  | 0 | 0 | 0 | 0 | -- |  |  |  | 0 | 0 | 0 | 0 | -- |  |  |  |  | -- | [6 empty] | -- |  |  |  | 0 | 0 | 0 | -- | 0 | 0 | 190188 | 104657 |  |  |  | EIA | EIA | EIA | n/a | EIA | EIA |  | 0 | 0 | 0 | 0 | 0 | 0 | 20601 | 0 | 0 | 0 | 0 | 0 | 20601 | 20601 | 0 | 20601 | 0 | 0 | 0 | 0 | 0 | 0 | 100 | 0 | 0 | 0 | 0 | 0 | 100 | 100 | 0 | 100
2380 | FL | Jacksonville Solar | 57202 | JEA | 9617 | Jacksonville Solar LLC | 56582 | JEA | JEA | FRCC | FRCC | FRCC All |  | 12 | 031 | Duval | 30.3207 | -81.9564 | 0 |  | SUN | SOLAR |  | 0.15667 | 15 | [9 empty] | 190059 | 96753 | 20587 | 10480 |  |  |  | 0 | 0 | 0 | 0 | -- |  |  |  | 0 | 0 | 0 | 0 | -- |  |  |  |  | -- | [6 empty] | -- |  |  |  | 0 | 0 | 0 | -- | 0 | 0 | 190059 | 96753 |  |  |  | EIA | EIA | EIA | n/a | EIA | EIA |  | 0 | 0 | 0 | 0 | 0 | 0 | 0 | 20587 | 0 | 0 | 0 | 0 | 20587 | 20587 | 0 | 20587 | 0 | 0 | 0 | 0 | 0 | 0 | 0 | 100 | 0 | 0 | 0 | 0 | 100 | 100 | 0 | 100
7769 | OR | Threemile Canyon | 56933 | PacifiCorp | 14354 | Threemile Canyon Wind I, LLC | 56159 | Bonneville Power Administration | BPAT | WECC | NWPP | WECC Northwest |  | 41 | 049 | Morrow | 45.6758 | -119.9375 | 0 |  | WND | WIND |  | 0.23706 | 9.9 | [9 empty] | 189802 | 99396 | 20559 | 10766 |  |  |  | 0 | 0 | 0 | 0 | -- |  |  |  | 0 | 0 | 0 | 0 | -- |  |  |  |  | -- | [6 empty] | -- |  |  |  | 0 | 0 | 0 | -- | 0 | 0 | 189802 | 99396 |  |  |  | EIA | EIA | EIA | n/a | EIA | EIA |  | 0 | 0 | 0 | 0 | 0 | 0 | 20559 | 0 | 0 | 0 | 0 | 0 | 20559 | 20559 | 0 | 20559 | 0 | 0 | 0 | 0 | 0 | 0 | 100 | 0 | 0 | 0 | 0 | 0 | 100 | 100 | 0 | 100
72 | AK | Kotzebue | 6304 | Kotzebue Electric Assn Inc | 10451 | Kotzebue Electric Assn Inc | 10451 | Alaska Miscellaneous | NA | ASCC | AKMS | ASCC Miscellaneous |  | 02 | 188 | Northwest Arctic | 66.8378 | -162.5569 | 0 |  | DFO | OIL |  | 0.11457 | 20.4 | 1 | [6 empty] | 160828 | 51903.999 | 197673.004 | 69729.995 | 20474 | 7250.998 | 258.429 | 83.404 | 23.321 | 13133.677 | 1063.696 | 212.739 | 13177.82 | -- | 25.245 | 23.005 | 2.278 | 1282.962 | 0.052 | 0.01 | 1287.274 | -- | 3.214 | 3.214 | 0.29 | 163.326 | -- | 31.357 | 28.575 | 2.83 | 1593.603 | 0.065 | 0.013 | -- | 258.429 | 83.404 | 23.321 | 13133.677 | 1063.696 | 212.739 | -- | 160828 | 51903.999 | 197673.004 | 69729.995 | EIA | EIA | EIA | EIA | EIA | EIA | n/a | EIA | EIA | 9757.2044 | 0 | 16483 | 0 | 0 | 0 | 0 | 3991 | 0 | 0 | 0 | 0 | 16483 | 3991 | 3991 | 16483 | 3991 | 0 | 80.507 | 0 | 0 | 0 | 0 | 19.493 | 0 | 0 | 0 | 0 | 80.507 | 19.493 | 19.493 | 80.507 | 19.493
3870 | LA | PPG Powerhouse A | 50487 | Entergy Gulf States - LA LLC | 55936 | Eagle 2 US LLC | 14306 | Midcontinent Independent Transmission System Operator, Inc.. | MISO | SERC | SRMV | SERC Mississippi Valley | MISO | 22 | 019 | Calcasieu | 30.2251 | -93.2813 | 0 |  | PUR | OTHF |  | 0.04443 | 52.5 |  |  | Yes | 0 |  | 1 |  | 188655.999 | 85511 | 188655.999 | 85511 | 20435.001 | 9262 |  |  |  | 0 | 0 | 0 | 0 | -- |  |  |  | 0 | 0 | 0 | 0 | -- |  |  |  | 0 | -- |  |  |  | 0 | 0 | 0 | -- |  |  |  | 0 | 0 | 0 | -- | 188655.999 | 85511 | 188655.999 | 85511 |  |  |  | EIA | EIA | EIA | n/a | EIA | EIA |  | 0 | 0 | 0 | 0 | 0 | 0 | 0 | 0 | 0 | 0 | 20435 | 20435 | 0 | 0 | 20435 | 0 | 0 | 0 | 0 | 0 | 0 | 0 | 0 | 0 | 0 | 0 | 100 | 100 | 0 | 0 | 100 | 0
1872 | CA | Victory Garden (Tehachapi) | 50532 | Iowa Lakes Electric Coop | 9425 | Wind Stream Operations LLC | 56899 | California Independent System Operator | CISO | WECC | CAMX | WECC California | CAISO | 06 | 029 | Kern | 35.0686 | -118.3833 | 0 |  | WND | WIND |  | 0.11042 | 21.1 | [9 empty] | 188426 | 103688 | 20410 | 11231 |  |  |  | 0 | 0 | 0 | 0 | -- |  |  |  | 0 | 0 | 0 | 0 | -- |  |  |  |  | -- | [6 empty] | -- |  |  |  | 0 | 0 | 0 | -- | 0 | 0 | 188426 | 103688 |  |  |  | EIA | EIA | EIA | n/a | EIA | EIA |  | 0 | 0 | 0 | 0 | 0 | 0 | 20410 | 0 | 0 | 0 | 0 | 0 | 20410 | 20410 | 0 | 20410 | 0 | 0 | 0 | 0 | 0 | 0 | 100 | 0 | 0 | 0 | 0 | 0 | 100 | 100 | 0 | 100
9396 | WI | Berlin Landfill Gas | 56069 | Wisconsin Power & Light Co | 20856 | WM Renewable Energy LLC | 54842 | Midcontinent Independent Transmission System Operator, Inc.. | MISO | MRO | MROE | MRO East | MISO | 55 | 047 | Green Lake | 43.9603 | -88.9158 | 0 |  | LFG | BIOMASS |  | 0.9707 | 2.4 | 0 | Yes | [5 empty] | 236021.001 | 99753.999 | 236021.001 | 99753.999 | 20408.001 | 8625 | 149.447 | 63.165 | 3.953 | 0 | 0 | 0 | 0 | -- | 14.646 | 14.647 | 0.387 | 0 | 0 | 0 | 0 | -- | 1.266 | 1.266 | 0.033 | 0 | -- | 14.646 | 14.647 | 0.387 | 0 | 0 | 0 | -- | 156.126 | 65.988 | 5.31 | 14987.283 | 548.985 | 54.899 | -- | 236021.001 | 99753.999 | 236021.001 | 99753.999 | EIA | EIA | EIA | EIA | EIA | EIA | n/a | EIA | EIA | 11565.1216 | 0 | 0 | 0 | 0 | 0 | 20408 | 0 | 0 | 0 | 0 | 0 | 0 | 20408 | 20408 | 20408 | 0 | 0 | 0 | 0 | 0 | 0 | 100 | 0 | 0 | 0 | 0 | 0 | 0 | 100 | 100 | 100 | 0
1716 | CA | South | 280 | Pacific Gas & Electric Co | 14328 | Pacific Gas & Electric Co | 14328 | California Independent System Operator | CISO | WECC | CAMX | WECC California | CAISO | 06 | 103 | Tehama | 40.3954 | -121.8792 | 0 |  | WAT | HYDRO |  | 0.34741 | 6.7 | [9 empty] | 188240 | 98344 | 20390 | 10653 |  |  |  | 0 | 0 | 0 | 0 | -- |  |  |  | 0 | 0 | 0 | 0 | -- |  |  |  |  | -- | [6 empty] | -- |  |  |  | 0 | 0 | 0 | -- | 0 | 0 | 188240 | 98344 |  |  |  | EIA | EIA | EIA | n/a | EIA | EIA |  | 0 | 0 | 0 | 0 | 20390 | 0 | 0 | 0 | 0 | 0 | 0 | 0 | 20390 | 0 | 0 | 20390 | 0 | 0 | 0 | 0 | 100 | 0 | 0 | 0 | 0 | 0 | 0 | 0 | 100 | 0 | 0 | 100
4467 | ME | Waste Management Crossroads LFGTE | 57016 | Town of Madison - (ME) | 11477 | WM Renewable Energy LLC | 54842 | ISO New England Inc. | ISNE | NPCC | NEWE | NPCC New England | ISONE | 23 | 025 | Somerset | 44.7014 | -69.8319 | 0 |  | LFG | BIOMASS |  | 0.72738 | 3.2 | 0.12103 | Yes | [5 empty] | 230110 | 104393 | 230110 | 104393 | 20390 | 9250 | 157.368 | 71.392 | 3.855 | 0 | 0 | 0 | 0 | -- | 15.436 | 15.436 | 0.378 | 0 | 0 | 0 | 0 | -- | 1.368 | 1.368 | 0.034 | 0 | -- | 15.436 | 15.436 | 0.378 | 0 | 0 | 0 | -- | 163.88 | 74.346 | 5.178 | 14611.936 | 535.236 | 53.524 | -- | 230110 | 104393 | 230110 | 104393 | EIA | EIA | EIA | EIA | EIA | EIA | n/a | EIA | EIA | 11285.434 | 0 | 0 | 0 | 0 | 0 | 20390 | 0 | 0 | 0 | 0 | 0 | 0 | 20390 | 20390 | 20390 | 0 | 0 | 0 | 0 | 0 | 0 | 100 | 0 | 0 | 0 | 0 | 0 | 0 | 100 | 100 | 100 | 0
4559 | MI | Gaylord - Wolverine | 7932 | Wolverine Power Supply Coop | 20910 | Wolverine Power Supply Coop | 20910 | Midcontinent Independent Transmission System Operator, Inc.. | MISO | RFC | RFCM | RFC Michigan | MISO | 26 | 137 | Otsego | 45.0046 | -84.7218 | 0 |  | NG | GAS |  | 0.03311 | 70.2 | 1 | [6 empty] | 334323.999 | 160488.999 | 334323.999 | 160488.999 | 20361 | 9774 | 48.63 | 23.343 | 0.534 | 19539.408 | 737.059 | 73.706 | 19558.572 | -- | 4.777 | 4.777 | 0.052 | 1919.297 | 0.036 | 0.004 | 1921.18 | -- | 0.291 | 0.291 | 0.003 | 116.889 | -- | 4.777 | 4.777 | 0.052 | 1919.297 | 0.036 | 0.004 | -- | 48.63 | 23.343 | 0.534 | 19539.408 | 737.059 | 73.706 | -- | 334323.999 | 160488.999 | 334323.999 | 160488.999 | EIA | EIA | EIA | EIA | EIA | EIA | n/a | EIA | EIA | 16419.8222 | 0 | 0 | 20361 | 0 | 0 | 0 | 0 | 0 | 0 | 0 | 0 | 20361 | 0 | 0 | 20361 | 0 | 0 | 0 | 100 | 0 | 0 | 0 | 0 | 0 | 0 | 0 | 0 | 100 | 0 | 0 | 100 | 0
6952 | NY | Dexter Plant | 10538 | Niagara Mohawk Power Corp. | 13573 | CHI Energy Inc | 34688 | New York Independent System Operator | NYIS | NPCC | NYUP | NPCC Upstate NY | NYISO | 36 | 045 | Jefferson | 44.004 | -76.0413 | 0 |  | WAT | HYDRO |  | 0.55303 | 4.2 | [9 empty] | 187843.001 | 77642 | 20347.001 | 8409.998 |  |  |  | 0 | 0 | 0 | 0 | -- |  |  |  | 0 | 0 | 0 | 0 | -- |  |  |  |  | -- | [6 empty] | -- |  |  |  | 0 | 0 | 0 | -- | 0 | 0 | 187843.001 | 77642 |  |  |  | EIA | EIA | EIA | n/a | EIA | EIA |  | 0 | 0 | 0 | 0 | 20347 | 0 | 0 | 0 | 0 | 0 | 0 | 0 | 20347 | 0 | 0 | 20347 | 0 | 0 | 0 | 0 | 100 | 0 | 0 | 0 | 0 | 0 | 0 | 0 | 100 | 0 | 0 | 100
2275 | DE | Milford Solar Farm | 58228 | City of Milford - (DE) | 12540 | Milford Solar LLC | 58201 | PJM Interconnection, LLC | PJM | RFC | RFCE | RFC East | PJM | 10 | 001 | Kent | 38.9231 | -75.4533 | 0 |  | SUN | SOLAR |  | 0.19663 | 11.8 | [9 empty] | 187643 | 84113 | 20325 | 9111 |  |  |  | 0 | 0 | 0 | 0 | -- |  |  |  | 0 | 0 | 0 | 0 | -- |  |  |  |  | -- | [6 empty] | -- |  |  |  | 0 | 0 | 0 | -- | 0 | 0 | 187643 | 84113 |  |  |  | EIA | EIA | EIA | n/a | EIA | EIA |  | 0 | 0 | 0 | 0 | 0 | 0 | 0 | 20325 | 0 | 0 | 0 | 0 | 20325 | 20325 | 0 | 20325 | 0 | 0 | 0 | 0 | 0 | 0 | 0 | 100 | 0 | 0 | 0 | 0 | 100 | 100 | 0 | 100
1799 | CA | Thermalito Diverson Dam | 7129 | Pacific Gas & Electric Co | 14328 | California Dept. of Water Resources | 3255 | California Independent System Operator | CISO | WECC | CAMX | WECC California | CAISO | 06 | 007 | Butte | 39.5287 | -121.5464 | 0 |  | WAT | HYDRO |  | 0.68228 | 3.4 | [9 empty] | 187605 | 98012 | 20321 | 10616 |  |  |  | 0 | 0 | 0 | 0 | -- |  |  |  | 0 | 0 | 0 | 0 | -- |  |  |  |  | -- | [6 empty] | -- |  |  |  | 0 | 0 | 0 | -- | 0 | 0 | 187605 | 98012 |  |  |  | EIA | EIA | EIA | n/a | EIA | EIA |  | 0 | 0 | 0 | 0 | 20321 | 0 | 0 | 0 | 0 | 0 | 0 | 0 | 20321 | 0 | 0 | 20321 | 0 | 0 | 0 | 0 | 100 | 0 | 0 | 0 | 0 | 0 | 0 | 0 | 100 | 0 | 0 | 100
2370 | FL | Indian River (683) | 683 | Orlando Utilities Comm | 14610 | Orlando Utilities Comm | 14610 | Florida Municipal Power Pool | FMPP | FRCC | FRCC | FRCC All |  | 12 | 009 | Brevard | 28.4932 | -80.7801 | 0 |  | NG | GAS |  | 0.00676 | 342.8 | 1 | [6 empty] | 316975.3 | 236261.6 | 316975.3 | 236261.6 | 20293 | 15220 | 9.617 | 9.617 | 0.1 | 19157.736 | 813.451 | 92.02 | 19180.54 | -- | 0.948 | 1.264 | 0.01 | 1888.113 | 0.04 | 0.005 | 1890.36 | -- | 0.061 | 0.081 | 0.001 | 120.878 | -- | 0.948 | 1.264 | 0.01 | 1888.113 | 0.04 | 0.005 | -- | 9.617 | 17.766 | 0.1 | 19157.736 | 813.451 | 92.02 | -- | 316975.3 | 236261.6 | 316975.3 | 236261.6 | EPA/CAMD | EPA/CAMD | EPA/CAMD; EIA | EPA/CAMD; EIA | EIA | EIA | n/a | EPA/CAMD | EPA/CAMD | 15619.933 | 0 | 1063.562 | 19229.438 | 0 | 0 | 0 | 0 | 0 | 0 | 0 | 0 | 20293 | 0 | 0 | 20293 | 0 | 0 | 5.241 | 94.759 | 0 | 0 | 0 | 0 | 0 | 0 | 0 | 0 | 100 | 0 | 0 | 100 | 0
4344 | MD | Rockfish Solar LLC | 59811 | Southern Maryland Elec Coop Inc | 17637 | Rockfish Solar LLC | 59589 | PJM Interconnection, LLC | PJM | RFC | RFCE | RFC East | PJM | 24 | 017 | Charles | 38.5915 | -76.8749 | 0 |  | SUN | SOLAR |  | 0.22463 | 10.3 | [9 empty] | 187114 | 97850 | 20268 | 10599 |  |  |  | 0 | 0 | 0 | 0 | -- |  |  |  | 0 | 0 | 0 | 0 | -- |  |  |  |  | -- | [6 empty] | -- |  |  |  | 0 | 0 | 0 | -- | 0 | 0 | 187114 | 97850 |  |  |  | EIA | EIA | EIA | n/a | EIA | EIA |  | 0 | 0 | 0 | 0 | 0 | 0 | 0 | 20268 | 0 | 0 | 0 | 0 | 20268 | 20268 | 0 | 20268 | 0 | 0 | 0 | 0 | 0 | 0 | 0 | 100 | 0 | 0 | 0 | 0 | 100 | 100 | 0 | 100
1083 | CA | Kaweah Delta District Hospital | 10042 | Southern California Edison Co | 17609 | Kaweah Delta Hospital | 10077 | California Independent System Operator | CISO | WECC | CAMX | WECC California | CAISO | 06 | 107 | Tulare | 36.3275 | -119.2947 | 0 |  | NG | GAS |  | 0.44417 | 5.2 | 0.59304 |  | Yes | 0 |  | 1 |  | 336125 | 157693 | 336125 | 157693 | 20233 | 9492 | 48.891 | 22.937 | 0.537 | 19644.667 | 741.029 | 74.103 | 19663.934 | -- | 4.833 | 4.833 | 0.053 | 1941.844 | 0.037 | 0.004 | 1943.749 | -- | 0.291 | 0.291 | 0.003 | 116.889 | -- | 4.833 | 4.833 | 0.053 | 1941.837 | 0.037 | 0.004 | -- | 48.891 | 22.937 | 0.537 | 19644.667 | 741.029 | 74.103 | -- | 336125 | 157693 | 336125 | 157693 | EIA | EIA | EIA | EIA | EIA | EIA | n/a | EIA | EIA | 16612.6462 | 0 | 0 | 20233.08 | 0 | 0 | 0 | 0 | 0 | 0 | 0 | 0 | 20233.08 | 0 | 0 | 20233.08 | 0 | 0 | 0 | 100 | 0 | 0 | 0 | 0 | 0 | 0 | 0 | 0 | 100 | 0 | 0 | 100 | 0
741 | CA | Corona | 480 | Southern California Edison Co | 17609 | Metropolitan Water District of S CA | 12397 | California Independent System Operator | CISO | WECC | CAMX | WECC California | CAISO | 06 | 065 | Riverside | 33.859 | -117.6106 | 0 |  | WAT | HYDRO |  | 0.7961 | 2.9 | [9 empty] | 186706 | 97543 | 20224 | 10566 |  |  |  | 0 | 0 | 0 | 0 | -- |  |  |  | 0 | 0 | 0 | 0 | -- |  |  |  |  | -- | [6 empty] | -- |  |  |  | 0 | 0 | 0 | -- | 0 | 0 | 186706 | 97543 |  |  |  | EIA | EIA | EIA | n/a | EIA | EIA |  | 0 | 0 | 0 | 0 | 20224 | 0 | 0 | 0 | 0 | 0 | 0 | 0 | 20224 | 0 | 0 | 20224 | 0 | 0 | 0 | 0 | 100 | 0 | 0 | 0 | 0 | 0 | 0 | 0 | 100 | 0 | 0 | 100
6839 | NV | Sun Peak Generating Station | 54854 | Nevada Power Co | 13407 | Nevada Power Co | 13407 | Nevada Power Company | NEVP | WECC | AZNM | WECC Southwest |  | 32 | 003 | Clark | 36.1375 | -115.0339 | 0 |  | NG | GAS |  | 0.01038 | 222 | 1 | [6 empty] | 266249.362 | 240378.945 | 266249.362 | 240378.945 | 20192.001 | 18684.999 | 18.678 | 16.829 | 0.076 | 15823.182 | 567.938 | 56.794 | 15837.948 | -- | 1.85 | 1.801 | 0.008 | 1567.272 | 0.028 | 0.003 | 1568.735 | -- | 0.14 | 0.14 | 0.001 | 118.86 | -- | 1.85 | 1.801 | 0.008 | 1567.272 | 0.028 | 0.003 | -- | 18.678 | 16.829 | 0.076 | 15823.182 | 567.938 | 56.794 | -- | 266249.362 | 240378.945 | 266249.362 | 240378.945 | EPA/CAMD | EPA/CAMD | EPA/CAMD | EPA/CAMD | EIA | EIA | n/a | EPA/CAMD | EPA/CAMD | 13185.8836 | 0 | 0 | 20192 | 0 | 0 | 0 | 0 | 0 | 0 | 0 | 0 | 20192 | 0 | 0 | 20192 | 0 | 0 | 0 | 100 | 0 | 0 | 0 | 0 | 0 | 0 | 0 | 0 | 100 | 0 | 0 | 100 | 0
2112 | CO | SR Jenkins Ft Lupton | 60023 | United Power, Inc | 19499 | SR Jenkins, LLC | 59766 | Western Area Power Administration - Rocky Mountain Region | WACM | WECC | RMPA | WECC Rockies |  | 08 | 123 | Weld | 40.0814 | -104.7467 | 0 |  | SUN | SOLAR |  | 0.17724 | 13 | [9 empty] | 186338 | 106950 | 20184 | 11585 |  |  |  | 0 | 0 | 0 | 0 | -- |  |  |  | 0 | 0 | 0 | 0 | -- |  |  |  |  | -- | [6 empty] | -- |  |  |  | 0 | 0 | 0 | -- | 0 | 0 | 186338 | 106950 |  |  |  | EIA | EIA | EIA | n/a | EIA | EIA |  | 0 | 0 | 0 | 0 | 0 | 0 | 0 | 20184 | 0 | 0 | 0 | 0 | 20184 | 20184 | 0 | 20184 | 0 | 0 | 0 | 0 | 0 | 0 | 0 | 100 | 0 | 0 | 0 | 0 | 100 | 100 | 0 | 100
6866 | NY | Allens Falls | 2540 | Niagara Mohawk Power Corp. | 13573 | Erie Boulevard Hydropower LP | 5914 | New York Independent System Operator | NYIS | NPCC | NYUP | NPCC Upstate NY | NYISO | 36 | 089 | St Lawrence | 44.6603 | -74.8603 | 0 |  | WAT | HYDRO |  | 0.57577 | 4 | [9 empty] | 186255 | 76986 | 20175 | 8339 |  |  |  | 0 | 0 | 0 | 0 | -- |  |  |  | 0 | 0 | 0 | 0 | -- |  |  |  |  | -- | [6 empty] | -- |  |  |  | 0 | 0 | 0 | -- | 0 | 0 | 186255 | 76986 |  |  |  | EIA | EIA | EIA | n/a | EIA | EIA |  | 0 | 0 | 0 | 0 | 20175 | 0 | 0 | 0 | 0 | 0 | 0 | 0 | 20175 | 0 | 0 | 20175 | 0 | 0 | 0 | 0 | 100 | 0 | 0 | 0 | 0 | 0 | 0 | 0 | 100 | 0 | 0 | 100
3200 | IL | Calumet Energy Team, LLC | 55296 | Commonwealth Edison Co | 4110 | IPA Operations Inc - Calumet | 56213 | PJM Interconnection, LLC | PJM | RFC | RFCW | RFC West | PJM | 17 | 031 | Cook | 41.6835 | -87.5563 | 0 |  | NG | GAS |  | 0.00736 | 312.8 | 1 | [6 empty] | 210489.42 | 194002.336 | 210489.42 | 194002.336 | 20164 | 18673 | 8.155 | 7.491 | 0.063 | 12226.433 | 466.54 | 46.654 | 12238.563 | -- | 0.809 | 0.802 | 0.006 | 1212.699 | 0.023 | 0.002 | 1213.902 | -- | 0.077 | 0.077 | 0.001 | 116.171 | -- | 0.809 | 0.802 | 0.006 | 1212.699 | 0.023 | 0.002 | -- | 8.155 | 7.491 | 0.063 | 12226.433 | 466.54 | 46.654 | -- | 210489.42 | 194002.336 | 210489.42 | 194002.336 | EPA/CAMD | EPA/CAMD | EPA/CAMD | EPA/CAMD | EIA | EIA | n/a | EPA/CAMD | EPA/CAMD | 10438.8722 | 0 | 0 | 20164 | 0 | 0 | 0 | 0 | 0 | 0 | 0 | 0 | 20164 | 0 | 0 | 20164 | 0 | 0 | 0 | 100 | 0 | 0 | 0 | 0 | 0 | 0 | 0 | 0 | 100 | 0 | 0 | 100 | 0
5361 | MT | Stoltze CoGen1 | 58523 | Flathead Electric Coop Inc | 6395 | F H Stoltze Land & Lumber Co | 58498 | Bonneville Power Administration | BPAT | WECC | NWPP | WECC Northwest |  | 30 | 029 | Flathead | 48.3877 | -114.2409 | 0 |  | WDS | BIOMASS |  | 0.82151 | 2.8 | 0 | Yes | Yes | 242680 | 0.283 | 0.27423 |  | 147977.0102 | 60558.4991 | 147977.01 | 60558.499 | 20150 | 8245.966 | 17.409 | 7.124 | 1.85 | 0 | 10439.479 | 1370.182 | 321.993 | -- | 1.728 | 1.728 | 0.184 | 0 | 0.518 | 0.068 | 31.96 | -- | 0.235 | 0.235 | 0.025 | 0 | -- | 1.728 | 1.728 | 0.184 | 0 | 0.518 | 0.068 | -- | 63.483 | 25.98 | 6.745 | 55793.828 | 38068.326 | 4996.468 | -- | 539609 | 220831 | 539609 | 220831 | EIA | EIA | EIA | EIA | EIA | EIA | n/a | EIA | EIA | 7343.7722 | 0 | 0 | 0 | 0 | 0 | 20150 | 0 | 0 | 0 | 0 | 0 | 0 | 20150 | 20150 | 20150 | 0 | 0 | 0 | 0 | 0 | 0 | 100 | 0 | 0 | 0 | 0 | 0 | 0 | 100 | 100 | 100 | 0
1207 | CA | McSwain | 410 | Pacific Gas & Electric Co | 14328 | Merced Irrigation District | 12312 | California Independent System Operator | CISO | WECC | CAMX | WECC California | CAISO | 06 | 043 | Mariposa | 37.5221 | -120.3101 | 0 |  | WAT | HYDRO |  | 0.25552 | 9 | [9 empty] | 185978 | 97162 | 20145 | 10525 |  |  |  | 0 | 0 | 0 | 0 | -- |  |  |  | 0 | 0 | 0 | 0 | -- |  |  |  |  | -- | [6 empty] | -- |  |  |  | 0 | 0 | 0 | -- | 0 | 0 | 185978 | 97162 |  |  |  | EIA | EIA | EIA | n/a | EIA | EIA |  | 0 | 0 | 0 | 0 | 20145 | 0 | 0 | 0 | 0 | 0 | 0 | 0 | 20145 | 0 | 0 | 20145 | 0 | 0 | 0 | 0 | 100 | 0 | 0 | 0 | 0 | 0 | 0 | 0 | 100 | 0 | 0 | 100
6491 | NJ | Jersey-Atlantic Wind Farm | 56300 | Atlantic City Electric Co | 963 | Leeward Asset Management, LLC | 50123 | PJM Interconnection, LLC | PJM | RFC | RFCE | RFC East | PJM | 34 | 001 | Atlantic | 39.3822 | -74.4475 | 0 |  | WND | WIND |  | 0.30641 | 7.5 | [9 empty] | 185850 | 50888 | 20131 | 5512 |  |  |  | 0 | 0 | 0 | 0 | -- |  |  |  | 0 | 0 | 0 | 0 | -- |  |  |  |  | -- | [6 empty] | -- |  |  |  | 0 | 0 | 0 | -- | 0 | 0 | 185850 | 50888 |  |  |  | EIA | EIA | EIA | n/a | EIA | EIA |  | 0 | 0 | 0 | 0 | 0 | 0 | 20131 | 0 | 0 | 0 | 0 | 0 | 20131 | 20131 | 0 | 20131 | 0 | 0 | 0 | 0 | 0 | 0 | 100 | 0 | 0 | 0 | 0 | 0 | 100 | 100 | 0 | 100
4773 | MN | Brainerd Public Utilities | 50636 | Brainerd Public Utilities | 2138 | Brainerd Public Utilities | 2138 | Midcontinent Independent Transmission System Operator, Inc.. | MISO | MRO | MROW | MRO West | MISO | 27 | 035 | Crow Wing | 46.3758 | -94.1817 | 0 |  | WAT | HYDRO |  | 0.6561 | 3.5 | [9 empty] | 185711.002 | 76854.998 | 20116 | 8325.001 |  |  |  | 0 | 0 | 0 | 0 | -- |  |  |  | 0 | 0 | 0 | 0 | -- |  |  |  |  | -- | [6 empty] | -- |  |  |  | 0 | 0 | 0 | -- |  |  | 185711.002 | 76854.998 |  |  |  | EIA | EIA | EIA | n/a | EIA | EIA |  | 0 | 0 | 0 | 0 | 20116 | 0 | 0 | 0 | 0 | 0 | 0 | 0 | 20116 | 0 | 0 | 20116 | 0 | 0 | 0 | 0 | 100 | 0 | 0 | 0 | 0 | 0 | 0 | 0 | 100 | 0 | 0 | 100
7070 | NY | Lighthouse Hill | 2582 | Niagara Mohawk Power Corp. | 13573 | Erie Boulevard Hydropower LP | 5914 | New York Independent System Operator | NYIS | NPCC | NYUP | NPCC Upstate NY | NYISO | 36 | 075 | Oswego | 43.5241 | -75.9703 | 0 |  | WAT | HYDRO |  | 0.28677 | 8 | [9 empty] | 185536 | 76688 | 20097 | 8307 |  |  |  | 0 | 0 | 0 | 0 | -- |  |  |  | 0 | 0 | 0 | 0 | -- |  |  |  |  | -- | [6 empty] | -- |  |  |  | 0 | 0 | 0 | -- | 0 | 0 | 185536 | 76688 |  |  |  | EIA | EIA | EIA | n/a | EIA | EIA |  | 0 | 0 | 0 | 0 | 20097 | 0 | 0 | 0 | 0 | 0 | 0 | 0 | 20097 | 0 | 0 | 20097 | 0 | 0 | 0 | 0 | 100 | 0 | 0 | 0 | 0 | 0 | 0 | 0 | 100 | 0 | 0 | 100
2243 | CT | UDR Glastonbury Fuel Cell | 60109 | Eversource | 59497 | UIL Distributed Resources, LLC | 59885 | ISO New England Inc. | ISNE | NPCC | NEWE | NPCC New England | ISONE | 09 | 003 | Hartford | 41.717 | -72.5361 | 0 |  | NG | GAS |  | 0.67395 | 3.4 | 0.21008 | [6 empty] | 162437 | 76328 | 162437 | 76328 | 20073 | 9432 |  |  |  |  | 358.113 | 35.811 |  | -- |  |  |  |  | 0.018 | 0.002 |  | -- |  |  |  |  | -- |  |  |  |  | 0.018 | 0.002 | -- |  |  |  |  | 358.113 | 35.811 | -- | 162437 | 76328 | 162437 | 76328 |  |  |  |  | EIA | EIA | n/a | EIA | EIA | 8092.3131 | 0 | 0 | 20073 | 0 | 0 | 0 | 0 | 0 | 0 | 0 | 0 | 20073 | 0 | 0 | 20073 | 0 | 0 | 0 | 100 | 0 | 0 | 0 | 0 | 0 | 0 | 0 | 0 | 100 | 0 | 0 | 100 | 0
4542 | MI | Edenville | 50158 | Consumers Energy Co | 4254 | Boyce Hydro Power LLC | 20919 | Midcontinent Independent Transmission System Operator, Inc.. | MISO | RFC | RFCM | RFC Michigan | MISO | 26 | 051 | Gladwin | 43.814 | -84.3767 | 0 |  | WAT | HYDRO |  | 0.47698 | 4.8 | [9 empty] | 185157 | 40621 | 20056 | 4400 |  |  |  | 0 | 0 | 0 | 0 | -- |  |  |  | 0 | 0 | 0 | 0 | -- |  |  |  |  | -- | [6 empty] | -- |  |  |  | 0 | 0 | 0 | -- | 0 | 0 | 185157 | 40621 |  |  |  | EIA | EIA | EIA | n/a | EIA | EIA |  | 0 | 0 | 0 | 0 | 20056 | 0 | 0 | 0 | 0 | 0 | 0 | 0 | 20056 | 0 | 0 | 20056 | 0 | 0 | 0 | 0 | 100 | 0 | 0 | 0 | 0 | 0 | 0 | 0 | 100 | 0 | 0 | 100
8883 | UT | Deer Creek (UT) | 6404 | WAPA-- Western Area Power Administration | 27000 | U S Bureau of Reclamation | 2518 | Western Area Power Administration UGP West | WAUW | WECC | NWPP | WECC Northwest |  | 49 | 051 | Wasatch | 40.4044 | -111.5284 | 0 |  | WAT | HYDRO |  | 0.47698 | 4.8 | [9 empty] | 185156 | 85335 | 20056 | 9243 |  |  |  | 0 | 0 | 0 | 0 | -- |  |  |  | 0 | 0 | 0 | 0 | -- |  |  |  |  | -- | [6 empty] | -- |  |  |  | 0 | 0 | 0 | -- | 0 | 0 | 185156 | 85335 |  |  |  | EIA | EIA | EIA | n/a | EIA | EIA |  | 0 | 0 | 0 | 0 | 20056 | 0 | 0 | 0 | 0 | 0 | 0 | 0 | 20056 | 0 | 0 | 20056 | 0 | 0 | 0 | 0 | 100 | 0 | 0 | 0 | 0 | 0 | 0 | 0 | 100 | 0 | 0 | 100
7160 | NY | Oswego Falls East | 2595 | Niagara Mohawk Power Corp. | 13573 | Erie Boulevard Hydropower LP | 5914 | New York Independent System Operator | NYIS | NPCC | NYUP | NPCC Upstate NY | NYISO | 36 | 075 | Oswego | 43.3161 | -76.4153 | 0 |  | WAT | HYDRO |  | 0.38143 | 6 | [9 empty] | 185082 | 76500 | 20048.001 | 8286.999 |  |  |  | 0 | 0 | 0 | 0 | -- |  |  |  | 0 | 0 | 0 | 0 | -- |  |  |  |  | -- | [6 empty] | -- |  |  |  | 0 | 0 | 0 | -- | 0 | 0 | 185082 | 76500 |  |  |  | EIA | EIA | EIA | n/a | EIA | EIA |  | 0 | 0 | 0 | 0 | 20048 | 0 | 0 | 0 | 0 | 0 | 0 | 0 | 20048 | 0 | 0 | 20048 | 0 | 0 | 0 | 0 | 100 | 0 | 0 | 0 | 0 | 0 | 0 | 0 | 100 | 0 | 0 | 100
7441 | OH | Procter & Gamble Cincinnati Plant | 50456 | Duke Energy Ohio Inc | 3542 | Procter & Gamble Co | 15400 | PJM Interconnection, LLC | PJM | RFC | RFCW | RFC West | PJM | 39 | 061 | Hamilton | 39.175 | -84.5042 | 3 | 3 | NG | GAS | Yes | 0.18302 | 12.5 | 1 |  | Yes | 1176468 | 0.058 | 0.071943 |  | 112271.4298 | 39787.5347 | 112271.43 | 39787.535 | 20041 | 6441 | 7.58 | 1.974 | 3.737 | 6780.663 | 355.991 | 41.023 | 6790.759 | -- | 0.756 | 0.613 | 0.373 | 676.679 | 0.018 | 0.002 | 677.687 | -- | 0.135 | 0.099 | 0.067 | 120.791 | -- | 0.756 | 0.613 | 0.373 | 676.679 | 0.018 | 0.002 | -- | 105.358 | 27.438 | 51.946 | 94250.408 | 4948.233 | 570.213 | -- | 1560559.52 | 553042 | 1560559.52 | 553042 | EIA | EIA | EIA | EIA | EIA | EIA | n/a | EIA | EIA | 5602.0872 | 1189.126 | 0 | 18851.874 | 0 | 0 | 0 | 0 | 0 | 0 | 0 | 0 | 20041 | 0 | 0 | 20041 | 0 | 5.9335 | 0 | 94.0665 | 0 | 0 | 0 | 0 | 0 | 0 | 0 | 0 | 100 | 0 | 0 | 100 | 0
7872 | PA | Glades Pike Generation Plant | 59759 | Pennsylvania Electric Co | 14711 | State Correctnl Inst Laurel Highlands | 59526 | PJM Interconnection, LLC | PJM | RFC | RFCE | RFC East | PJM | 42 | 111 | Somerset | 40.0067 | -79.041 | 0 |  | LFG | BIOMASS |  | 0.35169 | 6.5 | 0.74719 | Yes | [5 empty] | 225795 | 93457 | 225795 | 93457 | 20025 | 8288 | 44.087 | 18.247 | 3.783 | 0 | 0 | 0 | 0 | -- | 4.403 | 4.403 | 0.378 | 0 | 0 | 0 | 0 | -- | 0.391 | 0.39 | 0.034 | 0 | -- | 4.403 | 4.403 | 0.378 | 0 | 0 | 0 | -- | 50.477 | 20.892 | 5.081 | 14337.935 | 525.2 | 52.52 | -- | 225795 | 93457 | 225795 | 93457 | EIA | EIA | EIA | EIA | EIA | EIA | n/a | EIA | EIA | 11275.6554 | 0 | 0 | 0 | 0 | 0 | 20025 | 0 | 0 | 0 | 0 | 0 | 0 | 20025 | 20025 | 20025 | 0 | 0 | 0 | 0 | 0 | 0 | 100 | 0 | 0 | 0 | 0 | 0 | 0 | 100 | 100 | 100 | 0
5117 | MO | Audrain Power Plant | 55234 | Union Electric Co - (MO) | 19436 | Union Electric Co - (MO) | 19436 | Midcontinent Independent Transmission System Operator, Inc.. | MISO | SERC | SRMW | SERC Midwest | MISO | 29 | 007 | Audrain | 39.3092 | -91.5369 | 0 |  | NG | GAS |  | 0.00281 | 814.4 | 1 | [6 empty] | 232990.494 | 186861.207 | 232990.494 | 186861.207 | 20022 | 16141 | 3.392 | 2.595 | 0.069 | 13847.313 | 562.574 | 56.257 | 13861.94 | -- | 0.339 | 0.322 | 0.007 | 1383.21 | 0.028 | 0.003 | 1384.671 | -- | 0.029 | 0.028 | 0.001 | 118.866 | -- | 0.339 | 0.322 | 0.007 | 1383.21 | 0.028 | 0.003 | -- | 3.392 | 2.595 | 0.069 | 13847.313 | 562.574 | 56.257 | -- | 232990.494 | 186861.207 | 232990.494 | 186861.207 | EPA/CAMD | EPA/CAMD | EPA/CAMD | EPA/CAMD | EIA | EIA | n/a | EPA/CAMD | EPA/CAMD | 11636.7243 | 0 | 0 | 20022 | 0 | 0 | 0 | 0 | 0 | 0 | 0 | 0 | 20022 | 0 | 0 | 20022 | 0 | 0 | 0 | 100 | 0 | 0 | 0 | 0 | 0 | 0 | 0 | 0 | 100 | 0 | 0 | 100 | 0
8148 | SC | Marlboro Mill | 57470 | Marlboro Electric Coop, Inc | 11693 | Domtar Paper Company Bennettsville | 56788 | South Carolina Public Service Authority | SC | SERC | SRVC | SERC Virginia/Carolina |  | 45 | 069 | Marlboro | 34.605 | -79.785 | 2 | 2 | BLQ | BIOMASS |  | 0.04429 | 51.4 | 1 | Yes | Yes | 6932075.2 | 0.01 | 0.012922 |  | 124768.0248 | 52832.6922 | 124768.025 | 52832.692 | 19941.59 | 0 |  |  | 29.822 | 0.205 | 2501.684 | 698.622 | 134.759 | -- |  |  | 2.991 | 0.021 | 0.125 | 0.035 | 13.515 | -- |  |  | 0.478 | 0.003 | -- |  |  | 2.991 | 0.021 | 0.125 | 0.035 | -- |  |  | 2307.864 | 1055388.067 | 193601.749 | 54065.373 | -- | 9655620.72 | 4088647.22 | 9655620.72 | 4088647.22 |  |  | EIA | EIA | EIA | EIA | n/a | EIA | EIA | 6256.6739 | 0 | 0 | 0.448 | 0 | 0 | 19941.142 | 0 | 0 | 0 | 0 | 0 | 0.448 | 19941.142 | 19941.142 | 19941.59 | 0 | 0 | 0 | 0.0022466 | 0 | 0 | 99.9978 | 0 | 0 | 0 | 0 | 0 | 0.0022466 | 99.9978 | 99.9978 | 100 | 0
8402 | TX | Central Utility Plant | 10184 | Austin Energy | 1015 | Minnesota Mining & Mfg Co | 12632 | Electric Reliability Council of Texas, Inc. | ERCO | TRE | ERCT | ERCOT All | ERCOT | 48 | 453 | Travis | 30.3974 | -97.8426 | 0 |  | NG | GAS |  | 0.15916 | 14.3 | 1 |  | Yes | 44980.8 | 1.513 | 0.66856 |  | 174168.4453 | 0 | 174168.445 | 0 | 19938 | 9774.06 | 26.421 | 12.969 | 0.828 | 10273.944 | 401.961 | 42.894 | 10284.813 | -- | 2.65 | 2.654 | 0.083 | 1030.589 | 0.02 | 0.002 | 1031.679 | -- | 0.303 |  | 0.01 | 117.977 | -- | 2.65 | 2.654 | 0.083 | 1030.589 | 0.02 | 0.002 | -- | 39.52 | 19.398 | 1.238 | 15367.343 | 601.236 | 64.159 | -- | 260514.01 | 0 | 260514.01 | 0 | EIA | EIA | EIA | EIA | EIA | EIA | n/a | EPA/CAMD; EIA | EPA/CAMD; EIA | 8735.5023 | 0 | 467.16 | 19470.84 | 0 | 0 | 0 | 0 | 0 | 0 | 0 | 0 | 19938 | 0 | 0 | 19938 | 0 | 0 | 2.3431 | 97.6569 | 0 | 0 | 0 | 0 | 0 | 0 | 0 | 0 | 100 | 0 | 0 | 100 | 0
9365 | WA | University of Washington Power Plant | 54809 | City of Seattle - (WA) | 16868 | University of Washington | 19664 | Seattle City Light | SCL | WECC | NWPP | WECC Northwest |  | 53 | 033 | King | 47.6539 | -122.3036 | 0 |  | NG | GAS |  | 0.15163 | 15 | 1 |  | Yes | 1181876.8 | 0.058 | 0.071249 |  | 111500.4372 | 58128.3994 | 111500.437 | 58128.399 | 19923.97 | 54.585 | 8.825 | 4.597 | 0.19 | 6518.457 | 246.171 | 24.67 | 6524.865 | -- | 0.886 | 168.436 | 0.019 | 654.333 | 0.012 | 0.001 | 654.976 | -- | 0.158 | 0.158 | 0.003 | 116.923 | -- | 0.886 | 168.436 | 0.019 | 654.333 | 0.012 | 0.001 | -- | 123.861 | 64.521 | 2.664 | 91488.546 | 3455.085 | 346.255 | -- | 1564943 | 815850 | 1564943 | 815850 | EIA | EIA | EIA | EIA | EIA | EIA | n/a | EIA | EIA | 5596.2962 | 0 | 111.72 | 19812.25 | 0 | 0 | 0 | 0 | 0 | 0 | 0 | 0 | 19923.97 | 0 | 0 | 19923.97 | 0 | 0 | 0.56073 | 99.4393 | 0 | 0 | 0 | 0 | 0 | 0 | 0 | 0 | 100 | 0 | 0 | 100 | 0
3996 | MA | Deerfield 3 | 6083 | Western Massachusetts Electric Company | 20455 | TransCanada Hydro Northeast Inc., | 50048 | ISO New England Inc. | ISNE | NPCC | NEWE | NPCC New England | ISONE | 25 | 011 | Franklin | 42.5995 | -72.7335 | 0 |  | WAT | HYDRO |  | 0.47379 | 4.8 | [9 empty] | 183918.999 | 36494.001 | 19922.001 | 3953.001 |  |  |  | 0 | 0 | 0 | 0 | -- |  |  |  | 0 | 0 | 0 | 0 | -- |  |  |  |  | -- | [6 empty] | -- |  |  |  | 0 | 0 | 0 | -- | 0 | 0 | 183918.999 | 36494.001 |  |  |  | EIA | EIA | EIA | n/a | EIA | EIA |  | 0 | 0 | 0 | 0 | 19922 | 0 | 0 | 0 | 0 | 0 | 0 | 0 | 19922 | 0 | 0 | 19922 | 0 | 0 | 0 | 0 | 100 | 0 | 0 | 0 | 0 | 0 | 0 | 0 | 100 | 0 | 0 | 100
4870 | MN | Hutchinson - Plant 2 | 6358 | Hutchinson Utilities Comm | 9130 | Hutchinson Utilities Comm | 9130 | Midcontinent Independent Transmission System Operator, Inc.. | MISO | MRO | MROW | MRO West | MISO | 27 | 085 | McLeod | 44.8889 | -94.3493 | 1 |  | NG | GAS |  | 0.01965 | 115.5 | 1 | [6 empty] | 230581.978 | 169988.41 | 230581.978 | 169988.41 | 19880 | 14611 | 11.985 | 8.793 | 0.069 | 13701.749 | 424.002 | 42.4 | 13712.773 | -- | 1.206 | 1.204 | 0.007 | 1378.446 | 0.021 | 0.002 | 1379.555 | -- | 0.104 | 0.103 | 0.001 | 118.845 | -- | 1.206 | 1.204 | 0.007 | 1378.446 | 0.021 | 0.002 | -- | 11.985 | 8.793 | 0.069 | 13701.749 | 424.002 | 42.4 | -- | 230581.978 | 169988.41 | 230581.978 | 169988.41 | EPA/CAMD | EPA/CAMD | EPA/CAMD | EPA/CAMD | EIA | EIA | n/a | EPA/CAMD | EPA/CAMD | 11598.691 | 0 | 0 | 19880 | 0 | 0 | 0 | 0 | 0 | 0 | 0 | 0 | 19880 | 0 | 0 | 19880 | 0 | 0 | 0 | 100 | 0 | 0 | 0 | 0 | 0 | 0 | 0 | 0 | 100 | 0 | 0 | 100 | 0
4614 | MI | Loud | 1712 | Consumers Energy Co | 4254 | Consumers Energy Co | 4254 | Midcontinent Independent Transmission System Operator, Inc.. | MISO | RFC | RFCM | RFC Michigan | MISO | 26 | 069 | Iosco | 44.4631 | -83.7208 | 0 |  | WAT | HYDRO |  | 0.56698 | 4 | [9 empty] | 183412 | 40361 | 19867 | 4372 |  |  |  | 0 | 0 | 0 | 0 | -- |  |  |  | 0 | 0 | 0 | 0 | -- |  |  |  |  | -- | [6 empty] | -- |  |  |  | 0 | 0 | 0 | -- | 0 | 0 | 183412 | 40361 |  |  |  | EIA | EIA | EIA | n/a | EIA | EIA |  | 0 | 0 | 0 | 0 | 19867 | 0 | 0 | 0 | 0 | 0 | 0 | 0 | 19867 | 0 | 0 | 19867 | 0 | 0 | 0 | 0 | 100 | 0 | 0 | 0 | 0 | 0 | 0 | 0 | 100 | 0 | 0 | 100
2451 | FL | South District Wastewater Treatment Plt | 54624 | Florida Power & Light Co | 6452 | Miami Dade Water & Sewer Dept | 12411 | Florida Power & Light Company | FPL | FRCC | FRCC | FRCC All |  | 12 | 086 | Miami Dade | 25.5498 | -80.3363 | 0 |  | OBG | BIOMASS |  | 0.21073 | 10.7 | 0.98212 | Yes | Yes | 104644.8 | 0.644 | 0.46206 |  | 116047.3937 | 49709.5799 | 116047.394 | 49709.58 | 19752 | 8461 | 140.407 | 56.675 | 0.377 | 2361.029 | 254.895 | 25.489 | 2367.657 | -- | 14.217 | 13.397 | 0.038 | 239.067 | 0.013 | 0.001 | 239.738 | -- | 2.42 | 2.28 | 0.006 | 40.691 | -- | 14.217 | 13.397 | 0.038 | 239.067 | 0.013 | 0.001 | -- | 304.148 | 122.768 | 0.872 | 15948.036 | 574.411 | 57.441 | -- | 251151 | 107582 | 251151 | 107582 | EIA | EIA | EIA | EIA | EIA | EIA | n/a | EIA | EIA | 5875.2224 | 0 | 0 | 6328.551 | 0 | 0 | 13423.449 | 0 | 0 | 0 | 0 | 0 | 6328.551 | 13423.449 | 13423.449 | 19752 | 0 | 0 | 0 | 32.0401 | 0 | 0 | 67.9599 | 0 | 0 | 0 | 0 | 0 | 32.0401 | 67.9599 | 67.9599 | 100 | 0
7082 | NY | Madison Windpower LLC | 55769 | New York State Elec & Gas Corp | 13511 | EDP Renewables North America LLC | 49880 | New York Independent System Operator | NYIS | NPCC | NYUP | NPCC Upstate NY | NYISO | 36 | 053 | Madison | 42.8947 | -75.4517 | 0 |  | WND | WIND |  | 0.19597 | 11.5 | [9 empty] | 182257 | 52941 | 19742 | 5735 |  |  |  | 0 | 0 | 0 | 0 | -- |  |  |  | 0 | 0 | 0 | 0 | -- |  |  |  |  | -- | [6 empty] | -- |  |  |  | 0 | 0 | 0 | -- | 0 | 0 | 182257 | 52941 |  |  |  | EIA | EIA | EIA | n/a | EIA | EIA |  | 0 | 0 | 0 | 0 | 0 | 0 | 19742 | 0 | 0 | 0 | 0 | 0 | 19742 | 19742 | 0 | 19742 | 0 | 0 | 0 | 0 | 0 | 0 | 100 | 0 | 0 | 0 | 0 | 0 | 100 | 100 | 0 | 100
6806 | NV | Nellis Air Force Base Solar Array | 56568 | Nevada Power Co | 13407 | Solar Star NAFB LLC | 56203 | Nevada Power Company | NEVP | WECC | AZNM | WECC Southwest |  | 32 | 003 | Clark | 36.2603 | -115.0544 | 0 |  | SUN | SOLAR |  | 0.16084 | 14 | [9 empty] | 182103 | 80841 | 19725 | 8756 |  |  |  | 0 | 0 | 0 | 0 | -- |  |  |  | 0 | 0 | 0 | 0 | -- |  |  |  |  | -- | [6 empty] | -- |  |  |  | 0 | 0 | 0 | -- | 0 | 0 | 182103 | 80841 |  |  |  | EIA | EIA | EIA | n/a | EIA | EIA |  | 0 | 0 | 0 | 0 | 0 | 0 | 0 | 19725 | 0 | 0 | 0 | 0 | 19725 | 19725 | 0 | 19725 | 0 | 0 | 0 | 0 | 0 | 0 | 0 | 100 | 0 | 0 | 0 | 0 | 100 | 100 | 0 | 100
1341 | CA | Orion Solar II | 58721 | Pacific Gas & Electric Co | 14328 | Orion Solar II, LLC | 58655 | California Independent System Operator | CISO | WECC | CAMX | WECC California | CAISO | 06 | 029 | Kern | 35.1507 | -118.8753 | 0 |  | SUN | SOLAR |  | 0.28065 | 8 | [9 empty] | 181575 | 96597 | 19668 | 10463 |  |  |  | 0 | 0 | 0 | 0 | -- |  |  |  | 0 | 0 | 0 | 0 | -- |  |  |  |  | -- | [6 empty] | -- |  |  |  | 0 | 0 | 0 | -- | 0 | 0 | 181575 | 96597 |  |  |  | EIA | EIA | EIA | n/a | EIA | EIA |  | 0 | 0 | 0 | 0 | 0 | 0 | 0 | 19668 | 0 | 0 | 0 | 0 | 19668 | 19668 | 0 | 19668 | 0 | 0 | 0 | 0 | 0 | 0 | 0 | 100 | 0 | 0 | 0 | 0 | 100 | 100 | 0 | 100
8908 | UT | Hydro II | 7034 | City of Logan - (UT) | 11135 | City of Logan - (UT) | 11135 | PacifiCorp - East | PACE | WECC | NWPP | WECC Northwest |  | 49 | 005 | Cache | 41.7437 | -111.7832 | 0 |  | WAT | HYDRO |  | 0.34001 | 6.6 | [9 empty] | 181481 | 83641 | 19658 | 9060 |  |  |  | 0 | 0 | 0 | 0 | -- |  |  |  | 0 | 0 | 0 | 0 | -- |  |  |  |  | -- | [6 empty] | -- |  |  |  | 0 | 0 | 0 | -- | 0 | 0 | 181481 | 83641 |  |  |  | EIA | EIA | EIA | n/a | EIA | EIA |  | 0 | 0 | 0 | 0 | 19658 | 0 | 0 | 0 | 0 | 0 | 0 | 0 | 19658 | 0 | 0 | 19658 | 0 | 0 | 0 | 0 | 100 | 0 | 0 | 0 | 0 | 0 | 0 | 0 | 100 | 0 | 0 | 100
3404 | IL | Westchester Gas Recovery | 56417 | Commonwealth Edison Co | 4110 | 31st Street Energy LLC | 60540 | PJM Interconnection, LLC | PJM | RFC | RFCW | RFC West | PJM | 17 | 031 | Cook | 41.8349 | -87.9163 | 0 |  | LFG | BIOMASS |  | 0.62313 | 3.6 | 0.29478 | Yes | [5 empty] | 219641 | 88105 | 219641 | 88105 | 19651 | 7883 | 152.076 | 61.003 | 3.679 | 0.001 | 0 | 0 | 0.001 | -- | 15.478 | 15.477 | 0.374 | 0 | 0 | 0 | 0 | -- | 1.385 | 1.385 | 0.034 | 0 | -- | 15.478 | 15.477 | 0.374 | 0 | 0 | 0 | -- | 158.292 | 63.496 | 4.942 | 13947.158 | 510.885 | 51.089 | -- | 219641 | 88105 | 219641 | 88105 | EIA | EIA | EIA | EIA | EIA | EIA | n/a | EIA | EIA | 11177.0902 | 0 | 0 | 0 | 0 | 0 | 19651 | 0 | 0 | 0 | 0 | 0 | 0 | 19651 | 19651 | 19651 | 0 | 0 | 0 | 0 | 0 | 0 | 100 | 0 | 0 | 0 | 0 | 0 | 0 | 100 | 100 | 100 | 0
505 | CA | Ameresco Santa Cruz Energy | 56428 | Pacific Gas & Electric Co | 14328 | AMERESCO Santa Cruz Energy LLC | 54814 | California Independent System Operator | CISO | WECC | CAMX | WECC California | CAISO | 06 | 087 | Santa Cruz | 36.9178 | -121.8156 | 0 |  | LFG | BIOMASS |  | 0.7468 | 3 | 0.088661 | Yes | [5 empty] | 235536 | 100293 | 235536 | 100293 | 19626 | 8357.001 | 200.571 | 85.404 | 3.947 | 0.001 | 0 | 0 | 0.001 | -- | 20.439 | 20.439 | 0.402 | 0 | 0 | 0 | 0 | -- | 1.703 | 1.703 | 0.034 | 0 | -- | 20.439 | 20.439 | 0.402 | 0 | 0 | 0 | -- | 207.237 | 88.242 | 5.301 | 14956.488 | 547.857 | 54.786 | -- | 235536 | 100293 | 235536 | 100293 | EIA | EIA | EIA | EIA | EIA | EIA | n/a | EIA | EIA | 12001.2229 | 0 | 0 | 0 | 0 | 0 | 19626 | 0 | 0 | 0 | 0 | 0 | 0 | 19626 | 19626 | 19626 | 0 | 0 | 0 | 0 | 0 | 0 | 100 | 0 | 0 | 0 | 0 | 0 | 0 | 100 | 100 | 100 | 0
3854 | LA | Neptune Gas Processing Plant | 56139 | Cleco Power LLC | 3265 | Enterprise Products Optg LP | 29925 | Midcontinent Independent Transmission System Operator, Inc.. | MISO | SERC | SPSO | SPP South | MISO | 22 | 101 | St Mary | 29.7336 | -91.4431 | 0 |  | OTH | OTHF |  | 0.49713 | 4.5 | 0.50478 |  | Yes | 2047360 | 0.033 | 0.04174 |  | 116124.4823 | 52634.961 | 116124.482 | 52634.961 | 19597 | 8883 |  |  | 0.186 |  | 0 | 0 |  | -- |  |  | 0.019 |  | 0 | 0 |  | -- |  |  | 0.003 |  | -- |  |  | 0.019 |  | 0 | 0 | -- |  |  | 4.446 |  | 0 | 0 | -- | 2782083 | 1261016 | 2782083 | 1261016 |  |  | EIA |  | EIA | EIA | n/a | EIA | EIA | 5925.6255 | 0 | 0 | 0 | 0 | 0 | 0 | 0 | 0 | 0 | 0 | 19597 | 19597 | 0 | 0 | 19597 | 0 | 0 | 0 | 0 | 0 | 0 | 0 | 0 | 0 | 0 | 0 | 100 | 100 | 0 | 0 | 100 | 0
6025 | NC | Tracy Solar | 59498 | Duke Energy Carolinas, LLC | 5416 | Cypress Creek Renewables | 61060 | Duke Energy Carolinas | DUK | SERC | SRVC | SERC Virginia/Carolina |  | 37 | 127 | Nash | 35.7998 | -78.1398 | 0 |  | SUN | SOLAR |  | 0.22326 | 10 | [9 empty] | 180561 | 88678 | 19558 | 9605 |  |  |  | 0 | 0 | 0 | 0 | -- |  |  |  | 0 | 0 | 0 | 0 | -- |  |  |  |  | -- | [6 empty] | -- |  |  |  | 0 | 0 | 0 | -- | 0 | 0 | 180561 | 88678 |  |  |  | EIA | EIA | EIA | n/a | EIA | EIA |  | 0 | 0 | 0 | 0 | 0 | 0 | 0 | 19558 | 0 | 0 | 0 | 0 | 19558 | 19558 | 0 | 19558 | 0 | 0 | 0 | 0 | 0 | 0 | 0 | 100 | 0 | 0 | 0 | 0 | 100 | 100 | 0 | 100
1969 | CO | American Gypsum Cogeneration | 54630 | Holy Cross Electric Assn, Inc | 8773 | Eagle Materials Co LLC | 54839 | Public Service Company of Colorado | PSCO | WECC | RMPA | WECC Rockies |  | 08 | 037 | Eagle | 39.6486 | -106.9494 | 0 |  | NG | GAS |  | 0.23229 | 9.6 | 0.94618 |  | Yes | 32.8 | 2032.712 | 0.99963 |  | 342858.4971 | 167146.3288 | 342858.497 | 167146.329 | 19535 | 9524 | 52.21 | 25.374 | 0.592 | 20045.304 | 757.223 | 75.925 | 20065.023 | -- | 5.345 | 5.328 | 0.061 | 2052.245 | 0.039 | 0.004 | 2054.264 | -- | 0.305 | 0.304 | 0.003 | 116.93 | -- | 5.345 | 5.328 | 0.061 | 2052.245 | 0.039 | 0.004 | -- | 52.229 | 25.383 | 0.592 | 20052.7 | 757.502 | 75.953 | -- | 342985 | 167208 | 342985 | 167208 | EIA | EIA | EIA | EIA | EIA | EIA | n/a | EIA | EIA | 17550.9853 | 0 | 15 | 19520 | 0 | 0 | 0 | 0 | 0 | 0 | 0 | 0 | 19535 | 0 | 0 | 19535 | 0 | 0 | 0.076785 | 99.9232 | 0 | 0 | 0 | 0 | 0 | 0 | 0 | 0 | 100 | 0 | 0 | 100 | 0
7598 | OK | Waynoka Gas Processing Plant | 59782 | Western Farmers Elec Coop, Inc | 20447 | Targa Pipeline Mid-Continent West OK LLC | 59549 | Southwest Power Pool | SWPP | SPP | SPSO | SPP South |  | 40 | 151 | Woods | 36.651 | -98.7656 | 0 |  | NG | GAS |  | 0.57139 | 3.9 | 0.38102 | [6 empty] | 188655 | 96722.001 | 188655 | 96722.001 | 19521 | 10008 | 253.743 | 130.089 | 0.3 | 11025.852 | 415.913 | 41.591 | 11036.666 | -- | 25.997 | 25.997 | 0.031 | 1129.64 | 0.021 | 0.002 | 1130.748 | -- | 2.69 | 2.69 | 0.003 | 116.889 | -- | 25.997 | 25.998 | 0.031 | 1129.662 | 0.021 | 0.002 | -- | 253.743 | 130.089 | 0.3 | 11025.852 | 415.913 | 41.591 | -- | 188655 | 96722.001 | 188655 | 96722.001 | EIA | EIA | EIA | EIA | EIA | EIA | n/a | EIA | EIA | 9664.3959 | 0 | 0 | 19520.62 | 0 | 0 | 0 | 0 | 0 | 0 | 0 | 0 | 19520.62 | 0 | 0 | 19520.62 | 0 | 0 | 0 | 100 | 0 | 0 | 0 | 0 | 0 | 0 | 0 | 0 | 100 | 0 | 0 | 100 | 0
9273 | WA | Frederickson | 99 | Puget Sound Energy Inc | 15500 | Puget Sound Energy Inc | 15500 | Puget Sound Energy | PSEI | WECC | NWPP | WECC Northwest |  | 53 | 053 | Pierce | 47.0797 | -122.365 | 0 |  | NG | GAS |  | 0.0125 | 177.8 | 1 | [6 empty] | 536856 | 279887 | 536856 | 279887 | 19474 | 10153 | 83.802 | 43.69 | 0.858 | 31376.296 | 1183.592 | 118.363 | 31407.07 | -- | 8.607 | 8.606 | 0.088 | 3222.378 | 0.061 | 0.006 | 3225.539 | -- | 0.312 | 0.312 | 0.003 | 116.889 | -- | 8.607 | 8.606 | 0.088 | 3222.378 | 0.061 | 0.006 | -- | 83.802 | 43.69 | 0.858 | 31376.296 | 1183.592 | 118.363 | -- | 536856 | 279887 | 536856 | 279887 | EIA | EIA | EIA | EIA | EIA | EIA | n/a | EIA | EIA | 27567.834 | 0 | 0.213 | 19473.787 | 0 | 0 | 0 | 0 | 0 | 0 | 0 | 0 | 19474 | 0 | 0 | 19474 | 0 | 0 | 0.0010938 | 99.9989 | 0 | 0 | 0 | 0 | 0 | 0 | 0 | 0 | 100 | 0 | 0 | 100 | 0
9623 | WV | New Creek Wind | 60132 | Virginia Electric & Power Co | 19876 | Enbridge | 58720 | PJM Interconnection, LLC | PJM | RFC | SRVC | SERC Virginia/Carolina | PJM | 54 | 023 | Grant | 39.2006 | -79.1406 | 0 |  | WND | WIND |  | 0.02154 | 103 | [9 empty] | 179424 | 0 | 19435 | 0 |  |  |  | 0 | 0 | 0 | 0 | -- |  |  |  | 0 | 0 | 0 | 0 | -- |  |  |  |  | -- | [6 empty] | -- |  |  |  | 0 | 0 | 0 | -- | 0 | 0 | 179424 | 0 |  |  |  | EIA | EIA | EIA | n/a | EIA | EIA |  | 0 | 0 | 0 | 0 | 0 | 0 | 19435 | 0 | 0 | 0 | 0 | 0 | 19435 | 19435 | 0 | 19435 | 0 | 0 | 0 | 0 | 0 | 0 | 100 | 0 | 0 | 0 | 0 | 0 | 100 | 100 | 0 | 100
987 | CA | Grossmont Hospital | 10115 | San Diego Gas & Electric Co | 16609 | Sharp Grossmont Hospital | 7726 | California Independent System Operator | CISO | WECC | CAMX | WECC California | CAISO | 06 | 073 | San Diego | 32.7797 | -117.0064 | 0 |  | NG | GAS |  | 0.36359 | 6.1 | 0.72734 |  | Yes | 85361.6 | 0.777 | 0.50879 |  | 111222.9789 | 52180.4973 | 111222.979 | 52180.497 | 19429.001 | 9115 | 17.128 | 8.035 | 0.178 | 6500.374 | 245.205 | 24.52 | 6506.75 | -- | 1.763 | 1.763 | 0.018 | 669.141 | 0.013 | 0.001 | 669.798 | -- | 0.308 | 0.308 | 0.003 | 116.889 | -- | 1.763 | 1.763 | 0.018 | 669.141 | 0.013 | 0.001 | -- | 33.664 | 15.793 | 0.35 | 12776.266 | 481.942 | 48.194 | -- | 218605 | 102559.001 | 218605 | 102559.001 | EIA | EIA | EIA | EIA | EIA | EIA | n/a | EIA | EIA | 5724.5859 | 0 | 0 | 19429 | 0 | 0 | 0 | 0 | 0 | 0 | 0 | 0 | 19429 | 0 | 0 | 19429 | 0 | 0 | 0 | 100 | 0 | 0 | 0 | 0 | 0 | 0 | 0 | 0 | 100 | 0 | 0 | 100 | 0
1354 | CA | Oxbow (CA) | 426 | Pacific Gas & Electric Co | 14328 | Placer County Water Agency | 15127 | California Independent System Operator | CISO | WECC | CAMX | WECC California | CAISO | 06 | 061 | Placer | 39.0034 | -120.7467 | 0 |  | WAT | HYDRO |  | 0.36314 | 6.1 | [9 empty] | 179148 | 93593 | 19405 | 10138 |  |  |  | 0 | 0 | 0 | 0 | -- |  |  |  | 0 | 0 | 0 | 0 | -- |  |  |  |  | -- | [6 empty] | -- |  |  |  | 0 | 0 | 0 | -- | 0 | 0 | 179148 | 93593 |  |  |  | EIA | EIA | EIA | n/a | EIA | EIA |  | 0 | 0 | 0 | 0 | 19405 | 0 | 0 | 0 | 0 | 0 | 0 | 0 | 19405 | 0 | 0 | 19405 | 0 | 0 | 0 | 0 | 100 | 0 | 0 | 0 | 0 | 0 | 0 | 0 | 100 | 0 | 0 | 100
3499 | IN | Jay County LFGTE | 56464 | Jay County Rural E M C | 9666 | Wabash Valley Power Assn, Inc | 40211 | Midcontinent Independent Transmission System Operator, Inc.. | MISO | RFC | RFCW | RFC West | MISO | 18 | 075 | Jay | 40.3797 | -85.0882 | 0 |  | LFG | BIOMASS |  | 0.69192 | 3.2 | 0.18013 | Yes | [5 empty] | 240023 | 100332 | 240023 | 100332 | 19396 | 8108 | 151.403 | 63.289 | 4.02 | 0.002 | 0 | 0 | 0.002 | -- | 15.612 | 15.611 | 0.415 | 0 | 0 | 0 | 0 | -- | 1.262 | 1.262 | 0.033 | 0 | -- | 15.612 | 15.611 | 0.415 | 0 | 0 | 0 | -- | 158.196 | 66.128 | 5.4 | 15241.412 | 558.294 | 55.829 | -- | 240023 | 100332 | 240023 | 100332 | EIA | EIA | EIA | EIA | EIA | EIA | n/a | EIA | EIA | 12374.8711 | 0 | 0 | 0 | 0 | 0 | 19396 | 0 | 0 | 0 | 0 | 0 | 0 | 19396 | 19396 | 19396 | 0 | 0 | 0 | 0 | 0 | 0 | 100 | 0 | 0 | 0 | 0 | 0 | 0 | 100 | 100 | 100 | 0
9081 | VA | Park 500 Philip Morris USA | 50275 | Virginia Electric & Power Co | 19876 | Park 500 Philip Morris USA | 14465 | PJM Interconnection, LLC | PJM | SERC | SRVC | SERC Virginia/Carolina | PJM | 51 | 041 | Chesterfield | 37.3389 | -77.2806 | 2 | 1 | NG | GAS |  | 0.11582 | 19.1 | 1 |  | Yes | 375171.2 | 0.176 | 0.19032 |  | 132935.4393 | 54442.0565 | 132935.439 | 54442.056 | 19378.855 | 7676 | 13.294 | 5.444 | 0.213 | 7769.375 | 293.078 | 29.309 | 7776.995 | -- | 1.372 | 1.418 | 0.022 | 801.84 | 0.015 | 0.002 | 802.627 | -- | 0.2 | 0.2 | 0.003 | 116.889 | -- | 1.372 | 1.418 | 0.022 | 801.84 | 0.015 | 0.002 | -- | 69.848 | 28.605 | 1.117 | 40822.492 | 1539.913 | 153.995 | -- | 698480.39 | 286053.96 | 698480.39 | 286053.96 | EIA | EIA | EIA | EIA | EIA | EIA | n/a | EIA | EIA | 6859.8191 | 0 | 0.172 | 19378.683 | 0 | 0 | 0 | 0 | 0 | 0 | 0 | 0 | 19378.855 | 0 | 0 | 19378.855 | 0 | 0 | 0.00088757 | 99.9991 | 0 | 0 | 0 | 0 | 0 | 0 | 0 | 0 | 100 | 0 | 0 | 100 | 0
1728 | CA | Spreckels Sugar Company | 57916 | Imperial Irrigation District | 9216 | Spreckels Sugar Company | 57299 | Imperial Irrigation District | IID | WECC | AZNM | WECC Southwest |  | 06 | 025 | Imperial | 32.9111 | -115.5681 | 0 |  | NG | GAS |  | 0.24845 | 8.9 | 0.91925 |  | Yes | 800964 | 0.083 | 0.09914 |  | 108031.7217 | 50682.8838 | 108031.722 | 50682.884 | 19369.93 | 0 | 8.889 | 4.17 | 0.173 | 6313.863 | 238.169 | 23.817 | 6320.056 | -- | 0.918 |  | 0.018 | 651.924 | 0.012 | 0.001 | 652.564 | -- | 0.165 | 0.165 | 0.003 | 116.889 | -- | 0.918 |  | 0.018 | 651.924 | 0.012 | 0.001 | -- | 89.665 | 42.066 | 1.741 | 63686.536 | 2402.362 | 240.236 | -- | 1089692 | 511227 | 1089692 | 511227 | EIA | EIA | EIA | EIA | EIA | EIA | n/a | EIA | EIA | 5577.2902 | 0 | 0 | 19369.93 | 0 | 0 | 0 | 0 | 0 | 0 | 0 | 0 | 19369.93 | 0 | 0 | 19369.93 | 0 | 0 | 0 | 100 | 0 | 0 | 0 | 0 | 0 | 0 | 0 | 0 | 100 | 0 | 0 | 100 | 0
664 | CA | CCCSD Wastewater Treatment Plnt | 57573 | Pacific Gas & Electric Co | 14328 | Central Contra Costa Sanitary District | 56914 | California Independent System Operator | CISO | WECC | CAMX | WECC California | CAISO | 06 | 013 | Contra Costa | 37.9978 | -122.0697 | 0 |  | NG | GAS |  | 0.63115 | 3.5 | 0.28142 |  | Yes | 160716.8 | 0.411 | 0.35397 |  | 114471.9977 | 53704.5993 | 114471.998 | 53704.599 | 19351 | 9079 | 17.73 | 8.318 | 0.183 | 6690.262 | 252.368 | 25.237 | 6696.824 | -- | 1.833 | 1.832 | 0.019 | 691.464 | 0.013 | 0.001 | 692.142 | -- | 0.31 | 0.31 | 0.003 | 116.889 | -- | 1.833 | 1.832 | 0.019 | 691.461 | 0.013 | 0.001 | -- | 50.09 | 23.5 | 0.517 | 18900.552 | 712.96 | 71.296 | -- | 323393 | 151720 | 323393 | 151720 | EIA | EIA | EIA | EIA | EIA | EIA | n/a | EIA | EIA | 5915.5353 | 0 | 0 | 19351.08 | 0 | 0 | 0 | 0 | 0 | 0 | 0 | 0 | 19351.08 | 0 | 0 | 19351.08 | 0 | 0 | 0 | 100 | 0 | 0 | 0 | 0 | 0 | 0 | 0 | 0 | 100 | 0 | 0 | 100 | 0
8778 | TX | SunE CPS1 LLC | 58068 | City of San Antonio - (TX) | 16604 | SunE CPS1 LLC | 57419 | Electric Reliability Council of Texas, Inc. | ERCO | TRE | ERCT | ERCOT All | ERCOT | 48 | 029 | Bexar | 29.245 | -98.4183 | 0 |  | SUN | SOLAR |  | 0.22081 | 10 | [9 empty] | 178574 | 78409 | 19343 | 8493 |  |  |  | 0 | 0 | 0 | 0 | -- |  |  |  | 0 | 0 | 0 | 0 | -- |  |  |  |  | -- | [6 empty] | -- |  |  |  | 0 | 0 | 0 | -- | 0 | 0 | 178574 | 78409 |  |  |  | EIA | EIA | EIA | n/a | EIA | EIA |  | 0 | 0 | 0 | 0 | 0 | 0 | 0 | 19343 | 0 | 0 | 0 | 0 | 19343 | 19343 | 0 | 19343 | 0 | 0 | 0 | 0 | 0 | 0 | 0 | 100 | 0 | 0 | 0 | 0 | 100 | 100 | 0 | 100
6983 | NY | Fort Miller Hydroelectric Facility | 50514 | Niagara Mohawk Power Corp. | 13573 | Fort Miller Associates | 6495 | New York Independent System Operator | NYIS | NPCC | NYUP | NPCC Upstate NY | NYISO | 36 | 091 | Saratoga | 43.1609 | -73.5841 | 0 |  | WAT | HYDRO |  | 0.44148 | 5 | [9 empty] | 178520 | 73789 | 19337 | 7993 |  |  |  | 0 | 0 | 0 | 0 | -- |  |  |  | 0 | 0 | 0 | 0 | -- |  |  |  |  | -- | [6 empty] | -- |  |  |  | 0 | 0 | 0 | -- | 0 | 0 | 178520 | 73789 |  |  |  | EIA | EIA | EIA | n/a | EIA | EIA |  | 0 | 0 | 0 | 0 | 19337 | 0 | 0 | 0 | 0 | 0 | 0 | 0 | 19337 | 0 | 0 | 19337 | 0 | 0 | 0 | 0 | 100 | 0 | 0 | 0 | 0 | 0 | 0 | 0 | 100 | 0 | 0 | 100
223 | AL | Walton Discover Power Facility | 55138 | Georgia Transmission Corp | 7197 | Walton Discover LLC | 60492 | Southern Company Services, Inc. - Trans | SOCO | SERC | SRSO | SERC South |  | 01 | 081 | LEE | 32.541 | -85.0389 | 0 |  | NG | GAS |  | 0.02135 | 103 | 1 | [6 empty] | 244316.344 | 163597.223 | 244316.344 | 163597.223 | 19268 | 9178 | 25.962 | 17.055 | 0.073 | 14278.954 | 467.702 | 46.77 | 14291.114 | -- | 2.695 | 3.716 | 0.008 | 1482.142 | 0.024 | 0.002 | 1483.404 | -- | 0.213 | 0.208 | 0.001 | 116.889 | -- | 2.695 | 3.716 | 0.008 | 1482.142 | 0.024 | 0.002 | -- | 25.962 | 17.055 | 0.073 | 14278.954 | 467.702 | 46.77 | -- | 244316.344 | 163597.223 | 244316.344 | 163597.223 | EPA/CAMD | EPA/CAMD | EPA/CAMD | EIA | EIA | EIA | n/a | EPA/CAMD | EPA/CAMD | 12679.9016 | 0 | 0 | 19268 | 0 | 0 | 0 | 0 | 0 | 0 | 0 | 0 | 19268 | 0 | 0 | 19268 | 0 | 0 | 0 | 100 | 0 | 0 | 0 | 0 | 0 | 0 | 0 | 0 | 100 | 0 | 0 | 100 | 0
6405 | NJ | Carlls Corner Energy Center | 2379 | Atlantic City Electric Co | 963 | Calpine New Jersey Generation LLC | 56606 | PJM Interconnection, LLC | PJM | RFC | RFCE | RFC East | PJM | 34 | 011 | Cumberland | 39.4547 | -75.2014 | 0 |  | NG | GAS |  | 0.02624 | 83.8 | 1 | [6 empty] | 484099.9 | 321348.1 | 484099.9 | 321348.1 | 19263 | 9507 | 171.296 | 112.473 | 0.225 | 28925 | 733.086 | 77.7 | 28944.741 | -- | 17.785 | 23.661 | 0.023 | 3003.167 | 0.038 | 0.004 | 3005.216 | -- | 0.708 | 0.7 | 0.001 | 119.5 | -- | 17.785 | 23.661 | 0.023 | 3003.167 | 0.038 | 0.004 | -- | 171.296 | 112.473 | 0.225 | 28925 | 733.086 | 77.7 | -- | 484099.9 | 321348.1 | 484099.9 | 321348.1 | EPA/CAMD | EPA/CAMD | EPA/CAMD | EPA/CAMD | EIA | EIA | n/a | EPA/CAMD | EPA/CAMD | 25131.0751 | 0 | 400.631 | 18862.369 | 0 | 0 | 0 | 0 | 0 | 0 | 0 | 0 | 19263 | 0 | 0 | 19263 | 0 | 0 | 2.0798 | 97.9202 | 0 | 0 | 0 | 0 | 0 | 0 | 0 | 0 | 100 | 0 | 0 | 100 | 0
8393 | TX | Canyon | 791 | City of New Braunfels - (TX) | 13418 | Guadalupe Blanco River Authority | 7751 | Electric Reliability Council of Texas, Inc. | ERCO | TRE | ERCT | ERCOT All | ERCOT | 48 | 091 | Comal | 29.8706 | -98.1947 | 0 |  | WAT | HYDRO |  | 0.36644 | 6 | [9 empty] | 177808 | 101112 | 19260 | 10952 |  |  |  | 0 | 0 | 0 | 0 | -- |  |  |  | 0 | 0 | 0 | 0 | -- |  |  |  |  | -- | [6 empty] | -- |  |  |  | 0 | 0 | 0 | -- | 0 | 0 | 177808 | 101112 |  |  |  | EIA | EIA | EIA | n/a | EIA | EIA |  | 0 | 0 | 0 | 0 | 19260 | 0 | 0 | 0 | 0 | 0 | 0 | 0 | 19260 | 0 | 0 | 19260 | 0 | 0 | 0 | 0 | 100 | 0 | 0 | 0 | 0 | 0 | 0 | 0 | 100 | 0 | 0 | 100
9073 | VA | New River | 59845 | Appalachian Power Co | 733 | Ingenco Renewable Development, LLC | 59452 | PJM Interconnection, LLC | PJM | SERC | SRVC | SERC Virginia/Carolina | PJM | 51 | 155 | Pulaski | 37.183 | -80.699 | 0 |  | LFG | BIOMASS |  | 0.40677 | 5.4 | 0.65538 | Yes | [5 empty] | 204726.006 | 88984.008 | 204726.006 | 88984.008 | 19242 | 8364.006 | 133.518 | 58.119 | 5.108 | 830.252 | 86.476 | 17.295 | 833.841 | -- | 13.878 | 13.897 | 0.531 | 86.296 | 0.004 | 0.001 | 86.669 | -- | 1.304 | 1.306 | 0.05 | 8.111 | -- | 13.878 | 13.897 | 0.531 | 86.296 | 0.004 | 0.001 | -- | 138.942 | 60.48 | 6.21 | 13000.05 | 532.257 | 61.873 | -- | 204726.006 | 88984.008 | 204726.006 | 88984.008 | EIA | EIA | EIA | EIA | EIA | EIA | n/a | EIA | EIA | 10639.5388 | 0 | 1228.886 | 0 | 0 | 0 | 18013.114 | 0 | 0 | 0 | 0 | 0 | 1228.886 | 18013.114 | 18013.114 | 19242 | 0 | 0 | 6.3865 | 0 | 0 | 0 | 93.6135 | 0 | 0 | 0 | 0 | 0 | 6.3865 | 93.6135 | 93.6135 | 100 | 0
8779 | TX | SunE CPS2 LLC | 58027 | City of San Antonio - (TX) | 16604 | SunE CPS2 LLC | 57403 | Electric Reliability Council of Texas, Inc. | ERCO | TRE | ERCT | ERCOT All | ERCOT | 48 | 029 | Bexar | 29.245 | -98.4183 | 0 |  | SUN | SOLAR |  | 0.21958 | 10 | [9 empty] | 177577 | 77971 | 19235 | 8446 |  |  |  | 0 | 0 | 0 | 0 | -- |  |  |  | 0 | 0 | 0 | 0 | -- |  |  |  |  | -- | [6 empty] | -- |  |  |  | 0 | 0 | 0 | -- | 0 | 0 | 177577 | 77971 |  |  |  | EIA | EIA | EIA | n/a | EIA | EIA |  | 0 | 0 | 0 | 0 | 0 | 0 | 0 | 19235 | 0 | 0 | 0 | 0 | 19235 | 19235 | 0 | 19235 | 0 | 0 | 0 | 0 | 0 | 0 | 0 | 100 | 0 | 0 | 0 | 0 | 100 | 100 | 0 | 100
3207 | IL | Chicago West Side Energy Center | 59794 | Commonwealth Edison Co | 4110 | Energy Systems Group LLC | 58303 | PJM Interconnection, LLC | PJM | RFC | RFCW | RFC West | PJM | 17 | 031 | Cook | 41.8708 | -87.6784 | 0 |  | NG | GAS |  | 0.62606 | 3.5 | 0.2899 |  | Yes | 138410.4 | 0.473 | 0.38691 |  | 112900.1762 | 57924.6202 | 112900.176 | 57924.62 | 19195 | 9848 | 18.064 | 9.268 | 0.18 | 6598.398 | 248.902 | 24.89 | 6604.869 | -- | 1.882 | 1.882 | 0.019 | 687.512 | 0.013 | 0.001 | 688.186 | -- | 0.32 | 0.32 | 0.003 | 116.889 | -- | 1.882 | 1.882 | 0.019 | 687.512 | 0.013 | 0.001 | -- | 46.687 | 23.953 | 0.466 | 17053.88 | 643.301 | 64.33 | -- | 291796 | 149709 | 291796 | 149709 | EIA | EIA | EIA | EIA | EIA | EIA | n/a | EIA | EIA | 5881.7492 | 0 | 0 | 19195 | 0 | 0 | 0 | 0 | 0 | 0 | 0 | 0 | 19195 | 0 | 0 | 19195 | 0 | 0 | 0 | 100 | 0 | 0 | 0 | 0 | 0 | 0 | 0 | 0 | 100 | 0 | 0 | 100 | 0
1227 | CA | MillerCoors Irwindale Brewery | 58056 | Southern California Edison Co | 17609 | MillerCoors Irwindale Brewery | 57435 | California Independent System Operator | CISO | WECC | CAMX | WECC California | CAISO | 06 | 037 | Los Angeles | 34.1217 | -117.9383 | 0 |  | NG | GAS |  | 0.15748 | 13.9 | 1 | Yes | [5 empty] | 180328 | 82688 | 224438 | 106154 | 19176 | 9134 | 106.874 | 46.42 | 0.362 | 7961.139 | 402.91 | 40.291 | 7971.614 | -- | 11.147 | 10.164 | 0.038 | 830.323 | 0.021 | 0.002 | 831.416 | -- | 1.185 | 1.123 | 0.004 | 88.296 | -- | 14.846 | 13.537 | 0.05 | 1105.867 | 0.028 | 0.003 | -- | 106.874 | 46.42 | 0.362 | 10762.178 | 402.91 | 40.291 | -- | 180328 | 82688 | 224438 | 106154 | EIA | EIA | EIA | EIA | EIA | EIA | n/a | EIA | EIA | 12524.5173 | 0 | 0 | 10631 | 0 | 0 | 3767 | 0 | 4778 | 0 | 0 | 0 | 10631 | 8545 | 8545 | 14398 | 4778 | 0 | 0 | 55.4391 | 0 | 0 | 19.6443 | 0 | 24.9166 | 0 | 0 | 0 | 55.4391 | 44.5609 | 44.5609 | 75.0834 | 24.9166
1885 | CA | Wagner Wind LLC | 58233 | Southern California Edison Co | 17609 | BayWa r.e Wind LLC | 57421 | California Independent System Operator | CISO | WECC | CAMX | WECC California | CAISO | 06 | 065 | Riverside | 33.9089 | -116.5556 | 0 |  | WND | WIND |  | 0.36473 | 6 | [9 empty] | 176977 | 97387 | 19170 | 10549 |  |  |  | 0 | 0 | 0 | 0 | -- |  |  |  | 0 | 0 | 0 | 0 | -- |  |  |  |  | -- | [6 empty] | -- |  |  |  | 0 | 0 | 0 | -- | 0 | 0 | 176977 | 97387 |  |  |  | EIA | EIA | EIA | n/a | EIA | EIA |  | 0 | 0 | 0 | 0 | 0 | 0 | 19170 | 0 | 0 | 0 | 0 | 0 | 19170 | 19170 | 0 | 19170 | 0 | 0 | 0 | 0 | 0 | 0 | 100 | 0 | 0 | 0 | 0 | 0 | 100 | 100 | 0 | 100
6667 | NM | Cibola | 59619 | Public Service Co of NM | 15473 | PNM Resources | 59300 | Public Service Company of New Mexico | PNM | WECC | AZNM | WECC Southwest |  | 35 | 006 | Cibola | 35.2011 | -107.2452 | 0 |  | SUN | SOLAR |  | 0.28764 | 7.6 | [9 empty] | 176793 | 73519 | 19150 | 7963 |  |  |  | 0 | 0 | 0 | 0 | -- |  |  |  | 0 | 0 | 0 | 0 | -- |  |  |  |  | -- | [6 empty] | -- |  |  |  | 0 | 0 | 0 | -- | 0 | 0 | 176793 | 73519 |  |  |  | EIA | EIA | EIA | n/a | EIA | EIA |  | 0 | 0 | 0 | 0 | 0 | 0 | 0 | 19150 | 0 | 0 | 0 | 0 | 19150 | 19150 | 0 | 19150 | 0 | 0 | 0 | 0 | 0 | 0 | 0 | 100 | 0 | 0 | 0 | 0 | 100 | 100 | 0 | 100
4230 | MA | West Groton CHP | 60276 | Massachusetts Electric Co | 11804 | Hollingsworth and Vose Co. | 60058 | ISO New England Inc. | ISNE | NPCC | NEWE | NPCC New England | ISONE | 25 | 017 | Middlesex | 42.6134 | -71.6338 | 0 |  | NG | GAS |  | 0.53143 | 4.1 | 0.44761 |  | Yes | 150964 | 0.432 | 0.36522 |  | 104451.948 | 59312.0552 | 104451.948 | 59312.055 | 19087 | 10838 | 16.225 | 9.214 | 0.167 | 6104.645 | 230.277 | 23.028 | 6110.632 | -- | 1.7 | 1.7 | 0.017 | 639.665 | 0.012 | 0.001 | 640.293 | -- | 0.311 | 0.311 | 0.003 | 116.889 | -- | 1.7 | 1.7 | 0.017 | 639.665 | 0.012 | 0.001 | -- | 44.426 | 25.227 | 0.457 | 16714.785 | 630.509 | 63.051 | -- | 285994 | 162399 | 285994 | 162399 | EIA | EIA | EIA | EIA | EIA | EIA | n/a | EIA | EIA | 5472.4131 | 0 | 0 | 19087 | 0 | 0 | 0 | 0 | 0 | 0 | 0 | 0 | 19087 | 0 | 0 | 19087 | 0 | 0 | 0 | 100 | 0 | 0 | 0 | 0 | 0 | 0 | 0 | 0 | 100 | 0 | 0 | 100 | 0
9260 | WA | Darrington | 57969 | 4-County Electric Power Assn | 6641 | Hampton Lumber Mills - Washington Inc | 57344 | Bonneville Power Administration | BPAT | WECC | NWPP | WECC Northwest |  | 53 | 061 | Snohomish | 48.2697 | -121.6 | 0 |  | WDS | BIOMASS |  | 0.48417 | 4.5 | 0.52638 | Yes | Yes | 495163.2 | 0.132 | 0.14923 |  | 106248.8752 | 44018.4656 | 106248.875 | 44018.466 | 19086 | 7907.306 | 8.854 | 3.668 | 1.328 | 0 | 7495.644 | 983.803 | 231.194 | -- | 0.928 | 0.928 | 0.139 | 0 | 0.393 | 0.052 | 24.227 | -- | 0.167 | 0.167 | 0.025 | 0 | -- | 0.928 | 0.928 | 0.139 | 0 | 0.393 | 0.052 | -- | 59.332 | 24.581 | 8.9 | 73616.847 | 50229.034 | 6592.561 | -- | 711984 | 294972 | 711984 | 294972 | EIA | EIA | EIA | EIA | EIA | EIA | n/a | EIA | EIA | 5566.8488 | 0 | 0 | 0 | 0 | 0 | 19086 | 0 | 0 | 0 | 0 | 0 | 0 | 19086 | 19086 | 19086 | 0 | 0 | 0 | 0 | 0 | 0 | 100 | 0 | 0 | 0 | 0 | 0 | 0 | 100 | 100 | 100 | 0
1194 | CA | Marina Landfill Gas | 10748 | Pacific Gas & Electric Co | 14328 | Monterey Regional Waste Mgmt | 12869 | California Independent System Operator | CISO | WECC | CAMX | WECC California | CAISO | 06 | 053 | Monterey | 36.7131 | -121.7686 | 0 |  | LFG | BIOMASS |  | 0.24195 | 9 | 0.93009 | Yes | [5 empty] | 200721 | 85467 | 200721 | 85467 | 19075 | 8121.998 | 130.069 | 55.384 | 3.363 | 0 | 0 | 0 | 0 | -- | 13.638 | 13.638 | 0.353 | 0 | 0 | 0 | 0 | -- | 1.296 | 1.296 | 0.034 | 0 | -- | 13.638 | 13.638 | 0.353 | 0 | 0 | 0 | -- | 135.749 | 57.803 | 4.517 | 12745.741 | 466.877 | 46.688 | -- | 200721 | 85467 | 200721 | 85467 | EIA | EIA | EIA | EIA | EIA | EIA | n/a | EIA | EIA | 10522.7261 | 0 | 0 | 0 | 0 | 0 | 19075 | 0 | 0 | 0 | 0 | 0 | 0 | 19075 | 19075 | 19075 | 0 | 0 | 0 | 0 | 0 | 0 | 100 | 0 | 0 | 0 | 0 | 0 | 0 | 100 | 100 | 100 | 0
6771 | NV | CM10 | 56944 | San Diego Gas & Electric Co | 16609 | Copper Mountain 1 LLC | 57036 | California Independent System Operator | CISO | WECC | CAMX | WECC California | CAISO | 32 | 003 | Clark | 35.7881 | -114.9933 | 0 |  | SUN | SOLAR |  | 0.21759 | 10 | [9 empty] | 175969 | 78117 | 19061 | 8462 |  |  |  | 0 | 0 | 0 | 0 | -- |  |  |  | 0 | 0 | 0 | 0 | -- |  |  |  |  | -- | [6 empty] | -- |  |  |  | 0 | 0 | 0 | -- | 0 | 0 | 175969 | 78117 |  |  |  | EIA | EIA | EIA | n/a | EIA | EIA |  | 0 | 0 | 0 | 0 | 0 | 0 | 0 | 19061 | 0 | 0 | 0 | 0 | 19061 | 19061 | 0 | 19061 | 0 | 0 | 0 | 0 | 0 | 0 | 0 | 100 | 0 | 0 | 0 | 0 | 100 | 100 | 0 | 100
3532 | IN | Oak Ridge LFGTE | 56463 | City of Logansport - (IN) | 11142 | Wabash Valley Power Assn, Inc | 40211 | Midcontinent Independent Transmission System Operator, Inc.. | MISO | RFC | RFCW | RFC West | MISO | 18 | 017 | Cass | 40.7213 | -86.3421 | 0 |  | LFG | BIOMASS |  | 0.67798 | 3.2 | 0.20337 | Yes | [5 empty] | 235180 | 98308 | 235180 | 98308 | 19005 | 7944 | 148.352 | 62.014 | 3.94 | 0 | 0 | 0 | 0 | -- | 15.612 | 15.613 | 0.415 | 0 | 0 | 0 | 0 | -- | 1.262 | 1.262 | 0.034 | 0 | -- | 15.612 | 15.613 | 0.415 | 0 | 0 | 0 | -- | 155.008 | 64.796 | 5.292 | 14933.88 | 547.029 | 54.703 | -- | 235180 | 98308 | 235180 | 98308 | EIA | EIA | EIA | EIA | EIA | EIA | n/a | EIA | EIA | 12374.6383 | 0 | 0 | 0 | 0 | 0 | 19005 | 0 | 0 | 0 | 0 | 0 | 0 | 19005 | 19005 | 19005 | 0 | 0 | 0 | 0 | 0 | 0 | 100 | 0 | 0 | 0 | 0 | 0 | 0 | 100 | 100 | 100 | 0
1082 | CA | Kaweah 3 | 338 | Southern California Edison Co | 17609 | Southern California Edison Co | 17609 | California Independent System Operator | CISO | WECC | CAMX | WECC California | CAISO | 06 | 107 | Tulare | 36.4861 | -118.8356 | 0 |  | WAT | HYDRO |  | 0.45137 | 4.8 | [9 empty] | 175215 | 91539 | 18979 | 9915 |  |  |  | 0 | 0 | 0 | 0 | -- |  |  |  | 0 | 0 | 0 | 0 | -- |  |  |  |  | -- | [6 empty] | -- |  |  |  | 0 | 0 | 0 | -- | 0 | 0 | 175215 | 91539 |  |  |  | EIA | EIA | EIA | n/a | EIA | EIA |  | 0 | 0 | 0 | 0 | 18979 | 0 | 0 | 0 | 0 | 0 | 0 | 0 | 18979 | 0 | 0 | 18979 | 0 | 0 | 0 | 0 | 100 | 0 | 0 | 0 | 0 | 0 | 0 | 0 | 100 | 0 | 0 | 100
537 | CA | Baker Creek Hydroelectric | 59428 | Pacific Gas & Electric Co | 14328 | Baker Station Associates, LP | 59205 | California Independent System Operator | CISO | WECC | CAMX | WECC California | CAISO | 06 | 023 | Humboldt | 40.5264 | -123.7256 | 0 |  | WAT | HYDRO |  | 0.31088 | 1.5 | [9 empty] | 37711 | 19702 | 4085 | 2134 |  |  |  | 0 | 0 | 0 | 0 | -- |  |  |  | 0 | 0 | 0 | 0 | -- |  |  |  |  | -- | [6 empty] | -- |  |  |  | 0 | 0 | 0 | -- | 0 | 0 | 37711 | 19702 |  |  |  | EIA | EIA | EIA | n/a | EIA | EIA |  | 0 | 0 | 0 | 0 | 4085 | 0 | 0 | 0 | 0 | 0 | 0 | 0 | 4085 | 0 | 0 | 4085 | 0 | 0 | 0 | 0 | 100 | 0 | 0 | 0 | 0 | 0 | 0 | 0 | 100 | 0 | 0 | 100
1281 | CA | Naval Hospital Medical Center | 50963 | San Diego Gas & Electric Co | 16609 | Department of the Navy | 2844 | California Independent System Operator | CISO | WECC | CAMX | WECC California | CAISO | 06 | 073 | San Diego | 32.7261 | -117.1464 | 0 |  | NG | GAS |  | 0.06053 | 7.7 | 1 |  | Yes | 20035.2 | 0.696 | 0.48116 |  | 27554.2619 | 12926.9165 | 27554.262 | 12926.916 | 4083 | 1916 | 4.322 | 2.028 | 0.044 | 1610.396 | 60.747 | 6.075 | 1611.975 | -- | 2.117 | 2.117 | 0.022 | 788.83 | 0.015 | 0.001 | 789.603 | -- | 0.314 | 0.314 | 0.003 | 116.889 | -- | 2.117 | 2.117 | 0.022 | 788.83 | 0.015 | 0.001 | -- | 8.983 | 4.214 | 0.092 | 3346.884 | 126.25 | 12.625 | -- | 57266 | 26866 | 57266 | 26866 | EIA | EIA | EIA | EIA | EIA | EIA | n/a | EIA | EIA | 6748.5334 | 0 | 0 | 4083 | 0 | 0 | 0 | 0 | 0 | 0 | 0 | 0 | 4083 | 0 | 0 | 4083 | 0 | 0 | 0 | 100 | 0 | 0 | 0 | 0 | 0 | 0 | 0 | 0 | 100 | 0 | 0 | 100 | 0
5902 | NC | Red Toad 1425 A Powatan Road, LLC | 60129 | Duke Energy Progress - (NC) | 3046 | Heelstone Energy Holdings, LLC | 59462 | Duke Energy Carolinas | DUK | SERC | SRVC | SERC Virginia/Carolina |  | 37 | 101 | Johnston | 35.6042 | -78.3709 | 0 |  | SUN | SOLAR |  | 0.23271 | 2 | [9 empty] | 37640 | 18485 | 4077 | 2002 |  |  |  | 0 | 0 | 0 | 0 | -- |  |  |  | 0 | 0 | 0 | 0 | -- |  |  |  |  | -- | [6 empty] | -- |  |  |  | 0 | 0 | 0 | -- | 0 | 0 | 37640 | 18485 |  |  |  | EIA | EIA | EIA | n/a | EIA | EIA |  | 0 | 0 | 0 | 0 | 0 | 0 | 0 | 4077 | 0 | 0 | 0 | 0 | 4077 | 4077 | 0 | 4077 | 0 | 0 | 0 | 0 | 0 | 0 | 0 | 100 | 0 | 0 | 0 | 0 | 100 | 100 | 0 | 100
4396 | ME | Gardiner | 50688 | Central Maine Power Co | 3266 | KEI (Maine) Power Management (III) LLC | 56838 | ISO New England Inc. | ISNE | NPCC | NEWE | NPCC New England | ISONE | 23 | 011 | Kennebec | 44.2218 | -69.7857 | 0 |  | WAT | HYDRO |  | 0.4653 | 1 | [9 empty] | 37631 | 13693 | 4076 | 1483 |  |  |  | 0 | 0 | 0 | 0 | -- |  |  |  | 0 | 0 | 0 | 0 | -- |  |  |  |  | -- | [6 empty] | -- |  |  |  | 0 | 0 | 0 | -- | 0 | 0 | 37631 | 13693 |  |  |  | EIA | EIA | EIA | n/a | EIA | EIA |  | 0 | 0 | 0 | 0 | 4076 | 0 | 0 | 0 | 0 | 0 | 0 | 0 | 4076 | 0 | 0 | 4076 | 0 | 0 | 0 | 0 | 100 | 0 | 0 | 0 | 0 | 0 | 0 | 0 | 100 | 0 | 0 | 100
1968 | CO | Alamosa | 464 | Public Service Co of Colorado | 15466 | Public Service Co of Colorado | 15466 | Public Service Company of Colorado | PSCO | WECC | RMPA | WECC Rockies |  | 08 | 003 | Alamosa | 37.4594 | -105.8947 | 0 |  | NG | GAS |  | 0.00874 | 53.2 | 1 | [6 empty] | 69296 | 33475 | 69296 | 33475 | 4072 | 1967 | 11.148 | 5.436 | 0.352 | 4049.972 | 160.651 | 17.247 | 4054.332 | -- | 5.475 | 5.527 | 0.173 | 1989.181 | 0.039 | 0.004 | 1991.322 | -- | 0.322 | 0.325 | 0.01 | 116.889 | -- | 5.475 | 5.527 | 0.173 | 1989.181 | 0.039 | 0.004 | -- | 11.148 | 5.436 | 0.352 | 4049.972 | 160.651 | 17.247 | -- | 69296 | 33475 | 69296 | 33475 | EIA | EIA | EIA | EIA | EIA | EIA | n/a | EIA | EIA | 17017.6817 | 0 | 105.105 | 3966.895 | 0 | 0 | 0 | 0 | 0 | 0 | 0 | 0 | 4072 | 0 | 0 | 4072 | 0 | 0 | 2.5812 | 97.4188 | 0 | 0 | 0 | 0 | 0 | 0 | 0 | 0 | 100 | 0 | 0 | 100 | 0
2758 | IA | AgriReNew | 59181 | Interstate Power and Light Co | 9417 | AgriReNew | 58986 | Midcontinent Independent Transmission System Operator, Inc.. | MISO | MRO | MROW | MRO West | MISO | 19 | 163 | Scott | 41.6919 | -90.8664 | 0 |  | OBG | BIOMASS |  | 0.46324 | 1 | 0.56126 | Yes | Yes | 143325.6 | 0.097 | 0.11414 |  | 26255.5732 | 11617.5153 | 26255.573 | 11617.515 | 4058 | 1796 | 6.228 | 2.756 | 0.085 | 0 | 61.071 | 6.107 | 1.588 | -- | 3.07 | 3.069 | 0.042 | 0 | 0.015 | 0.002 | 0.783 | -- | 0.474 | 0.474 | 0.007 | 0 | -- | 3.07 | 3.069 | 0.042 | 0 | 0.015 | 0.002 | -- | 54.568 | 24.145 | 0.748 | 14607.111 | 535.06 | 53.506 | -- | 230034 | 101785 | 230034 | 101785 | EIA | EIA | EIA | EIA | EIA | EIA | n/a | EIA | EIA | 6470.0772 | 0 | 0 | 0 | 0 | 0 | 4058 | 0 | 0 | 0 | 0 | 0 | 0 | 4058 | 4058 | 4058 | 0 | 0 | 0 | 0 | 0 | 0 | 100 | 0 | 0 | 0 | 0 | 0 | 0 | 100 | 100 | 100 | 0
2748 | HI | Waihonu North Solar | 58655 | Hawaiian Electric Co Inc | 19547 | Waihonu North LLC | 58600 | Hawaiian Electric Co Inc | HECO | HICC | HIOA | HICC Oahu |  | 15 | 003 | Honolulu | 21.4706 | -158.0133 | 0 |  | SUN | SOLAR |  | 0.09258 | 5 | [9 empty] | 37436 | 21867 | 4055 | 2369 |  |  |  | 0 | 0 | 0 | 0 | -- |  |  |  | 0 | 0 | 0 | 0 | -- |  |  |  |  | -- | [6 empty] | -- |  |  |  | 0 | 0 | 0 | -- | 0 | 0 | 37436 | 21867 |  |  |  | EIA | EIA | EIA | n/a | EIA | EIA |  | 0 | 0 | 0 | 0 | 0 | 0 | 0 | 4055 | 0 | 0 | 0 | 0 | 4055 | 4055 | 0 | 4055 | 0 | 0 | 0 | 0 | 0 | 0 | 0 | 100 | 0 | 0 | 0 | 0 | 100 | 100 | 0 | 100
8351 | TX | Baytown | 55551 | CenterPoint Energy | 8901 | TX LFG Energy, LP | 56772 | Electric Reliability Council of Texas, Inc. | ERCO | TRE | ERCT | ERCOT All | ERCOT | 48 | 071 | Chambers | 29.6744 | -94.9139 | 0 |  | LFG | BIOMASS |  | 0.0873 | 5.3 | 1 | Yes | [5 empty] | 58459 | 0 | 58459 | 0 | 4053 | 0 | 39.654 | 0 | 0.98 | 0.002 | 0 | 0 | 0.002 | -- | 19.568 |  | 0.484 | 0.001 | 0 | 0 | 0.001 | -- | 1.357 |  | 0.034 | 0 | -- | 19.568 |  | 0.484 | 0.001 | 0 | 0 | -- | 41.308 | 0 | 1.316 | 3712.136 | 135.976 | 13.598 | -- | 58459 | 0 | 58459 | 0 | EIA | EIA | EIA | EIA | EIA | EIA | n/a | EIA | EIA | 14423.6368 | 0 | 0 | 0 | 0 | 0 | 4053 | 0 | 0 | 0 | 0 | 0 | 0 | 4053 | 4053 | 4053 | 0 | 0 | 0 | 0 | 0 | 0 | 100 | 0 | 0 | 0 | 0 | 0 | 0 | 100 | 100 | 100 | 0
5681 | NC | Innovative Solar 26, LLC | 60052 | Duke Energy Carolinas, LLC | 5416 | Innovative Solar 26, LLC | 59783 | Duke Energy Carolinas | DUK | SERC | SRVC | SERC Virginia/Carolina |  | 37 | 023 | Burke | 35.7097 | -81.4133 | 0 |  | SUN | SOLAR |  | 0.24339 | 1.9 | [9 empty] | 37401 | 18368 | 4051 | 1990 |  |  |  | 0 | 0 | 0 | 0 | -- |  |  |  | 0 | 0 | 0 | 0 | -- |  |  |  |  | -- | [6 empty] | -- |  |  |  | 0 | 0 | 0 | -- | 0 | 0 | 37401 | 18368 |  |  |  | EIA | EIA | EIA | n/a | EIA | EIA |  | 0 | 0 | 0 | 0 | 0 | 0 | 0 | 4051 | 0 | 0 | 0 | 0 | 4051 | 4051 | 0 | 4051 | 0 | 0 | 0 | 0 | 0 | 0 | 0 | 100 | 0 | 0 | 0 | 0 | 100 | 100 | 0 | 100
1599 | CA | SCE-Snowline-White Road (North) | 59422 | Southern California Edison Co | 17609 | SunEdison LLC | 59139 | California Independent System Operator | CISO | WECC | CAMX | WECC California | CAISO | 06 | 071 | San Bernardino | 34.4175 | -117.4697 | 0 |  | SUN | SOLAR |  | 0.30799 | 1.5 | [9 empty] | 37363 | 19877 | 4047 | 2153 |  |  |  | 0 | 0 | 0 | 0 | -- |  |  |  | 0 | 0 | 0 | 0 | -- |  |  |  |  | -- | [6 empty] | -- |  |  |  | 0 | 0 | 0 | -- | 0 | 0 | 37363 | 19877 |  |  |  | EIA | EIA | EIA | n/a | EIA | EIA |  | 0 | 0 | 0 | 0 | 0 | 0 | 0 | 4047 | 0 | 0 | 0 | 0 | 4047 | 4047 | 0 | 4047 | 0 | 0 | 0 | 0 | 0 | 0 | 0 | 100 | 0 | 0 | 0 | 0 | 100 | 100 | 0 | 100
1168 | CA | Lost Creek I | 10708 | Pacific Gas & Electric Co | 14328 | Snow Mountain Hydro LLC | 17725 | California Independent System Operator | CISO | WECC | CAMX | WECC California | CAISO | 06 | 089 | Shasta | 40.7576 | -121.4145 | 0 |  | WAT | HYDRO |  | 0.41843 | 1.1 | [9 empty] | 37223 | 19448 | 4032 | 2106 |  |  |  | 0 | 0 | 0 | 0 | -- |  |  |  | 0 | 0 | 0 | 0 | -- |  |  |  |  | -- | [6 empty] | -- |  |  |  | 0 | 0 | 0 | -- | 0 | 0 | 37223 | 19448 |  |  |  | EIA | EIA | EIA | n/a | EIA | EIA |  | 0 | 0 | 0 | 0 | 4032 | 0 | 0 | 0 | 0 | 0 | 0 | 0 | 4032 | 0 | 0 | 4032 | 0 | 0 | 0 | 0 | 100 | 0 | 0 | 0 | 0 | 0 | 0 | 0 | 100 | 0 | 0 | 100
1844 | CA | Vaca Dixon Solar Station | 57041 | Pacific Gas & Electric Co | 14328 | Pacific Gas & Electric Co | 14328 | California Independent System Operator | CISO | WECC | CAMX | WECC California | CAISO | 06 | 095 | Solano | 38.4106 | -121.9264 | 0 |  | SUN | SOLAR |  | 0.22991 | 2 | [9 empty] | 37186 | 19783 | 4028 | 2143 |  |  |  | 0 | 0 | 0 | 0 | -- |  |  |  | 0 | 0 | 0 | 0 | -- |  |  |  |  | -- | [6 empty] | -- |  |  |  | 0 | 0 | 0 | -- | 0 | 0 | 37186 | 19783 |  |  |  | EIA | EIA | EIA | n/a | EIA | EIA |  | 0 | 0 | 0 | 0 | 0 | 0 | 0 | 4028 | 0 | 0 | 0 | 0 | 4028 | 4028 | 0 | 4028 | 0 | 0 | 0 | 0 | 0 | 0 | 0 | 100 | 0 | 0 | 0 | 0 | 100 | 100 | 0 | 100
2760 | IA | Allendorf | 56215 | Interstate Power and Light Co | 9417 | E&E Enterprises LLC | 57202 | Midcontinent Independent Transmission System Operator, Inc.. | MISO | MRO | MROW | MRO West | MISO | 19 | 143 | Osceola | 43.4 | -95.6333 | 0 |  | WND | WIND |  | 0.3828 | 1.2 | [9 empty] | 37150 | 11426 | 4024 | 1238 |  |  |  | 0 | 0 | 0 | 0 | -- |  |  |  | 0 | 0 | 0 | 0 | -- |  |  |  |  | -- | [6 empty] | -- |  |  |  | 0 | 0 | 0 | -- | 0 | 0 | 37150 | 11426 |  |  |  | EIA | EIA | EIA | n/a | EIA | EIA |  | 0 | 0 | 0 | 0 | 0 | 0 | 4024 | 0 | 0 | 0 | 0 | 0 | 4024 | 4024 | 0 | 4024 | 0 | 0 | 0 | 0 | 0 | 0 | 100 | 0 | 0 | 0 | 0 | 0 | 100 | 100 | 0 | 100
7274 | NY | Victory Mills | 10902 | Niagara Mohawk Power Corp. | 13573 | Consolidated Hydro New York, Inc. | 49997 | New York Independent System Operator | NYIS | NPCC | NYUP | NPCC Upstate NY | NYISO | 36 | 011 | Cayuga | 42.9197 | -76.5477 | 0 |  | WAT | HYDRO |  | 0.27021 | 1.7 | [9 empty] | 37149 | 15355 | 4024 | 1663 |  |  |  | 0 | 0 | 0 | 0 | -- |  |  |  | 0 | 0 | 0 | 0 | -- |  |  |  |  | -- | [6 empty] | -- |  |  |  | 0 | 0 | 0 | -- | 0 | 0 | 37149 | 15355 |  |  |  | EIA | EIA | EIA | n/a | EIA | EIA |  | 0 | 0 | 0 | 0 | 4024 | 0 | 0 | 0 | 0 | 0 | 0 | 0 | 4024 | 0 | 0 | 4024 | 0 | 0 | 0 | 0 | 100 | 0 | 0 | 0 | 0 | 0 | 0 | 0 | 100 | 0 | 0 | 100
7618 | OR | Black Cap Solar Plant | 58150 | PacifiCorp | 14354 | PacifiCorp | 14354 | PacifiCorp - West | PACW | WECC | NWPP | WECC Northwest |  | 41 | 037 | Lake | 42.175 | -120.3626 | 0 |  | SUN | SOLAR |  | 0.22951 | 2 | [9 empty] | 37122 | 19748 | 4021 | 2139 |  |  |  | 0 | 0 | 0 | 0 | -- |  |  |  | 0 | 0 | 0 | 0 | -- |  |  |  |  | -- | [6 empty] | -- |  |  |  | 0 | 0 | 0 | -- | 0 | 0 | 37122 | 19748 |  |  |  | EIA | EIA | EIA | n/a | EIA | EIA |  | 0 | 0 | 0 | 0 | 0 | 0 | 0 | 4021 | 0 | 0 | 0 | 0 | 4021 | 4021 | 0 | 4021 | 0 | 0 | 0 | 0 | 0 | 0 | 0 | 100 | 0 | 0 | 0 | 0 | 100 | 100 | 0 | 100
7934 | PA | MF Mesa Lane LLC | 56993 | PECO Energy Co | 14940 | MF Mesa Lane LLC | 56284 | PJM Interconnection, LLC | PJM | RFC | RFCE | RFC East | PJM | 42 | 017 | Bucks | 40.1483 | -74.7772 | 0 |  | SUN | SOLAR |  | 0.15301 | 3 | [9 empty] | 37123 | 18288 | 4021 | 1981 |  |  |  | 0 | 0 | 0 | 0 | -- |  |  |  | 0 | 0 | 0 | 0 | -- |  |  |  |  | -- | [6 empty] | -- |  |  |  | 0 | 0 | 0 | -- | 0 | 0 | 37123 | 18288 |  |  |  | EIA | EIA | EIA | n/a | EIA | EIA |  | 0 | 0 | 0 | 0 | 0 | 0 | 0 | 4021 | 0 | 0 | 0 | 0 | 4021 | 4021 | 0 | 4021 | 0 | 0 | 0 | 0 | 0 | 0 | 0 | 100 | 0 | 0 | 0 | 0 | 100 | 100 | 0 | 100
3551 | IN | Rockville Solar I LLC | 58942 | Indianapolis Power & Light Co | 9273 | Rockville Solar I LLC | 58808 | Midcontinent Independent Transmission System Operator, Inc.. | MISO | RFC | RFCW | RFC West | MISO | 18 | 097 | Marion | 39.7631 | -86.3011 | 0 |  | SUN | SOLAR |  | 0.16381 | 2.8 | [9 empty] | 37095 | 18845 | 4018 | 2041 |  |  |  | 0 | 0 | 0 | 0 | -- |  |  |  | 0 | 0 | 0 | 0 | -- |  |  |  |  | -- | [6 empty] | -- |  |  |  | 0 | 0 | 0 | -- | 0 | 0 | 37095 | 18845 |  |  |  | EIA | EIA | EIA | n/a | EIA | EIA |  | 0 | 0 | 0 | 0 | 0 | 0 | 0 | 4018 | 0 | 0 | 0 | 0 | 4018 | 4018 | 0 | 4018 | 0 | 0 | 0 | 0 | 0 | 0 | 0 | 100 | 0 | 0 | 0 | 0 | 100 | 100 | 0 | 100
6544 | NJ | NJMC Landfill | 57724 | Public Service Elec & Gas Co | 15477 | Public Service Elec & Gas Co | 15477 | PJM Interconnection, LLC | PJM | RFC | RFCE | RFC East | PJM | 34 | 017 | Hudson | 40.7508 | -74.11 | 0 |  | SUN | SOLAR |  | 0.18347 | 2.5 | [9 empty] | 37095 | 18274 | 4018 | 1979 |  |  |  | 0 | 0 | 0 | 0 | -- |  |  |  | 0 | 0 | 0 | 0 | -- |  |  |  |  | -- | [6 empty] | -- |  |  |  | 0 | 0 | 0 | -- | 0 | 0 | 37095 | 18274 |  |  |  | EIA | EIA | EIA | n/a | EIA | EIA |  | 0 | 0 | 0 | 0 | 0 | 0 | 0 | 4018 | 0 | 0 | 0 | 0 | 4018 | 4018 | 0 | 4018 | 0 | 0 | 0 | 0 | 0 | 0 | 0 | 100 | 0 | 0 | 0 | 0 | 100 | 100 | 0 | 100
5676 | NC | Innovative Solar 14, LLC | 59553 | Duke Energy Progress - (NC) | 3046 | Sustainable Power Group, LLC | 58661 | Progress Energy Carolinas - EAST | CPLE | SERC | SRVC | SERC Virginia/Carolina |  | 37 | 089 | Henderson | 35.3689 | -82.3575 | 0 |  | SUN | SOLAR |  | 0.22905 | 2 | [9 empty] | 37048 | 18196 | 4013 | 1971 |  |  |  | 0 | 0 | 0 | 0 | -- |  |  |  | 0 | 0 | 0 | 0 | -- |  |  |  |  | -- | [6 empty] | -- |  |  |  | 0 | 0 | 0 | -- | 0 | 0 | 37048 | 18196 |  |  |  | EIA | EIA | EIA | n/a | EIA | EIA |  | 0 | 0 | 0 | 0 | 0 | 0 | 0 | 4013 | 0 | 0 | 0 | 0 | 4013 | 4013 | 0 | 4013 | 0 | 0 | 0 | 0 | 0 | 0 | 0 | 100 | 0 | 0 | 0 | 0 | 100 | 100 | 0 | 100
2150 | CT | Alfred L Pierce Generating Station | 6635 | Town of Wallingford - (CT) | 20038 | Connecticut Mun Elec Engy Coop | 4180 | ISO New England Inc. | ISNE | NPCC | NEWE | NPCC New England | ISONE | 09 | 009 | New Haven | 41.4482 | -72.8349 | 0 |  | NG | GAS |  | 0.0043 | 106.5 | 1 | [6 empty] | 40001.764 | 22020.765 | 40001.764 | 22020.765 | 4012 | 2234 | 1.28 | 0.427 | 0.013 | 2436.233 | 124.112 | 14.242 | 2439.744 | -- | 0.638 | 0.382 | 0.006 | 1214.473 | 0.031 | 0.004 | 1216.223 | -- | 0.064 | 0.039 | 0.001 | 121.806 | -- | 0.638 | 0.382 | 0.006 | 1214.473 | 0.031 | 0.004 | -- | 1.28 | 0.427 | 0.013 | 2436.233 | 124.112 | 14.242 | -- | 40001.764 | 22020.765 | 40001.764 | 22020.765 | EPA/CAMD | EPA/CAMD | EPA/CAMD | EPA/CAMD | EIA | EIA | n/a | EPA/CAMD | EPA/CAMD | 9970.5294 | 0 | 209.331 | 3802.669 | 0 | 0 | 0 | 0 | 0 | 0 | 0 | 0 | 4012 | 0 | 0 | 4012 | 0 | 0 | 5.2176 | 94.7824 | 0 | 0 | 0 | 0 | 0 | 0 | 0 | 0 | 100 | 0 | 0 | 100 | 0
2563 | GA | Hazlehurst II | 60554 | Satilla Rural Elec Member Corporation | 16674 | SR South Loving, LLC | 60330 | Southern Company Services, Inc. - Trans | SOCO | SERC | SRSO | SERC South |  | 13 | 161 | Jeff Davis | 31.8194 | -82.6022 | 0 |  | SUN | SOLAR |  | 0.00871 | 52.5 | [9 empty] | 36993 | 0 | 4007 | 0 |  |  |  | 0 | 0 | 0 | 0 | -- |  |  |  | 0 | 0 | 0 | 0 | -- |  |  |  |  | -- | [6 empty] | -- |  |  |  | 0 | 0 | 0 | -- | 0 | 0 | 36993 | 0 |  |  |  | EIA | EIA | EIA | n/a | EIA | EIA |  | 0 | 0 | 0 | 0 | 0 | 0 | 0 | 4007 | 0 | 0 | 0 | 0 | 4007 | 4007 | 0 | 4007 | 0 | 0 | 0 | 0 | 0 | 0 | 0 | 100 | 0 | 0 | 0 | 0 | 100 | 100 | 0 | 100
2121 | CO | Tacoma | 6206 | Tri-State G & T Assn, Inc | 30151 | Public Service Co of Colorado | 15466 | Western Area Power Administration - Rocky Mountain Region | WACM | WECC | RMPA | WECC Rockies |  | 08 | 067 | La Plata | 37.5237 | -107.7828 | 0 |  | WAT | HYDRO |  | 0.05644 | 8.1 | [9 empty] | 36974 | 16672 | 4005 | 1806 |  |  |  | 0 | 0 | 0 | 0 | -- |  |  |  | 0 | 0 | 0 | 0 | -- |  |  |  |  | -- | [6 empty] | -- |  |  |  | 0 | 0 | 0 | -- | 0 | 0 | 36974 | 16672 |  |  |  | EIA | EIA | EIA | n/a | EIA | EIA |  | 0 | 0 | 0 | 0 | 4005 | 0 | 0 | 0 | 0 | 0 | 0 | 0 | 4005 | 0 | 0 | 4005 | 0 | 0 | 0 | 0 | 100 | 0 | 0 | 0 | 0 | 0 | 0 | 0 | 100 | 0 | 0 | 100
1596 | CA | SCE-Snowline-Duncan Road (North) | 59359 | Southern California Edison Co | 17609 | SunEdison LLC | 59139 | California Independent System Operator | CISO | WECC | CAMX | WECC California | CAISO | 06 | 071 | San Bernardino | 34.4739 | -117.5628 | 0 |  | SUN | SOLAR |  | 0.30464 | 1.5 | [9 empty] | 36955 | 19659 | 4003 | 2130 |  |  |  | 0 | 0 | 0 | 0 | -- |  |  |  | 0 | 0 | 0 | 0 | -- |  |  |  |  | -- | [6 empty] | -- |  |  |  | 0 | 0 | 0 | -- | 0 | 0 | 36955 | 19659 |  |  |  | EIA | EIA | EIA | n/a | EIA | EIA |  | 0 | 0 | 0 | 0 | 0 | 0 | 0 | 4003 | 0 | 0 | 0 | 0 | 4003 | 4003 | 0 | 4003 | 0 | 0 | 0 | 0 | 0 | 0 | 0 | 100 | 0 | 0 | 0 | 0 | 100 | 100 | 0 | 100
6460 | NJ | Gloucester Community College Solar | 60752 | Atlantic City Electric Co | 963 | Marina Energy LLC | 56997 | PJM Interconnection, LLC | PJM | RFC | RFCE | RFC East | PJM | 34 | 015 | Gloucester | 39.7808 | -75.1229 | 0 |  | SUN | SOLAR |  | 0.19858 | 2.3 | [9 empty] | 36938 | 18197 | 4001 | 1971 |  |  |  | 0 | 0 | 0 | 0 | -- |  |  |  | 0 | 0 | 0 | 0 | -- |  |  |  |  | -- | [6 empty] | -- |  |  |  | 0 | 0 | 0 | -- | 0 | 0 | 36938 | 18197 |  |  |  | EIA | EIA | EIA | n/a | EIA | EIA |  | 0 | 0 | 0 | 0 | 0 | 0 | 0 | 4001 | 0 | 0 | 0 | 0 | 4001 | 4001 | 0 | 4001 | 0 | 0 | 0 | 0 | 0 | 0 | 0 | 100 | 0 | 0 | 0 | 0 | 100 | 100 | 0 | 100
4169 | MA | Scituate PV | 59013 | Massachusetts Electric Co | 11804 | Main Street Power | 58863 | ISO New England Inc. | ISNE | NPCC | NEWE | NPCC New England | ISONE | 25 | 023 | Plymouth | 42.1775 | -70.7406 | 0 |  | SUN | SOLAR |  | 0.18265 | 2.5 | [9 empty] | 36929 | 18761 | 4000 | 2032 |  |  |  | 0 | 0 | 0 | 0 | -- |  |  |  | 0 | 0 | 0 | 0 | -- |  |  |  |  | -- | [6 empty] | -- |  |  |  | 0 | 0 | 0 | -- | 0 | 0 | 36929 | 18761 |  |  |  | EIA | EIA | EIA | n/a | EIA | EIA |  | 0 | 0 | 0 | 0 | 0 | 0 | 0 | 4000 | 0 | 0 | 0 | 0 | 4000 | 4000 | 0 | 4000 | 0 | 0 | 0 | 0 | 0 | 0 | 0 | 100 | 0 | 0 | 0 | 0 | 100 | 100 | 0 | 100
1670 | CA | Solar Photovoltaic Project #07 | 57221 | Southern California Edison Co | 17609 | Southern California Edison Co | 17609 | California Independent System Operator | CISO | WECC | CAMX | WECC California | CAISO | 06 | 071 | San Bernardino | 34.0861 | -117.2275 | 0 |  | SUN | SOLAR |  | 0.18242 | 2.5 | [9 empty] | 36882 | 19621 | 3995 | 2125 |  |  |  | 0 | 0 | 0 | 0 | -- |  |  |  | 0 | 0 | 0 | 0 | -- |  |  |  |  | -- | [6 empty] | -- |  |  |  | 0 | 0 | 0 | -- | 0 | 0 | 36882 | 19621 |  |  |  | EIA | EIA | EIA | n/a | EIA | EIA |  | 0 | 0 | 0 | 0 | 0 | 0 | 0 | 3995 | 0 | 0 | 0 | 0 | 3995 | 3995 | 0 | 3995 | 0 | 0 | 0 | 0 | 0 | 0 | 0 | 100 | 0 | 0 | 0 | 0 | 100 | 100 | 0 | 100
6515 | NJ | Maple Solar | 57750 | Public Service Elec & Gas Co | 15477 | NFI Solar LLC | 57049 | PJM Interconnection, LLC | PJM | RFC | RFCE | RFC East | PJM | 34 | 011 | Cumberland | 39.4875 | -74.9808 | 0 |  | SUN | SOLAR |  | 0.18959 | 2.4 | [9 empty] | 36798 | 18128 | 3986 | 1964 |  |  |  | 0 | 0 | 0 | 0 | -- |  |  |  | 0 | 0 | 0 | 0 | -- |  |  |  |  | -- | [6 empty] | -- |  |  |  | 0 | 0 | 0 | -- | 0 | 0 | 36798 | 18128 |  |  |  | EIA | EIA | EIA | n/a | EIA | EIA |  | 0 | 0 | 0 | 0 | 0 | 0 | 0 | 3986 | 0 | 0 | 0 | 0 | 3986 | 3986 | 0 | 3986 | 0 | 0 | 0 | 0 | 0 | 0 | 0 | 100 | 0 | 0 | 0 | 0 | 100 | 100 | 0 | 100
7174 | NY | Port Leyden Hydroelectric Project | 10817 | Niagara Mohawk Power Corp. | 13573 | Empire Hydro Partners | 5811 | New York Independent System Operator | NYIS | NPCC | NYUP | NPCC Upstate NY | NYISO | 36 | 049 | Lewis | 43.5836 | -75.3392 | 0 |  | WAT | HYDRO |  | 0.45491 | 1 | [9 empty] | 36790 | 15207 | 3985 | 1647 |  |  |  | 0 | 0 | 0 | 0 | -- |  |  |  | 0 | 0 | 0 | 0 | -- |  |  |  |  | -- | [6 empty] | -- |  |  |  | 0 | 0 | 0 | -- | 0 | 0 | 36790 | 15207 |  |  |  | EIA | EIA | EIA | n/a | EIA | EIA |  | 0 | 0 | 0 | 0 | 3985 | 0 | 0 | 0 | 0 | 0 | 0 | 0 | 3985 | 0 | 0 | 3985 | 0 | 0 | 0 | 0 | 100 | 0 | 0 | 0 | 0 | 0 | 0 | 0 | 100 | 0 | 0 | 100
6239 | NE | Holdrege Solar Center | 59713 | Gulf Power Co | 7801 | Enerparc Inc. | 60496 | No balancing authority | NA | MRO | MROW | MRO West |  | 31 | 109 | Lancaster | 40.8247 | -96.8203 | 0 |  | SUN | SOLAR |  | 0.11361 | 4 | [9 empty] | 36753 | 23755 | 3981 | 2573 |  |  |  | 0 | 0 | 0 | 0 | -- |  |  |  | 0 | 0 | 0 | 0 | -- |  |  |  |  | -- | [6 empty] | -- |  |  |  | 0 | 0 | 0 | -- | 0 | 0 | 36753 | 23755 |  |  |  | EIA | EIA | EIA | n/a | EIA | EIA |  | 0 | 0 | 0 | 0 | 0 | 0 | 0 | 3981 | 0 | 0 | 0 | 0 | 3981 | 3981 | 0 | 3981 | 0 | 0 | 0 | 0 | 0 | 0 | 0 | 100 | 0 | 0 | 0 | 0 | 100 | 100 | 0 | 100
9146 | VT | Boltonville Hydro Associates | 50539 | Green Mountain Power Corp | 7601 | Boltonville Hydro Associates | 1966 | ISO New England Inc. | ISNE | NPCC | NEWE | NPCC New England | ISONE | 50 | 017 | Orange | 44.1706 | -72.0994 | 0 |  | WAT | HYDRO |  | 0.41314 | 1.1 | [9 empty] | 36755 | 9256.999 | 3980.999 | 1002.999 |  |  |  | 0 | 0 | 0 | 0 | -- |  |  |  | 0 | 0 | 0 | 0 | -- |  |  |  |  | -- | [6 empty] | -- |  |  |  | 0 | 0 | 0 | -- | 0 | 0 | 36755 | 9256.999 |  |  |  | EIA | EIA | EIA | n/a | EIA | EIA |  | 0 | 0 | 0 | 0 | 3981 | 0 | 0 | 0 | 0 | 0 | 0 | 0 | 3981 | 0 | 0 | 3981 | 0 | 0 | 0 | 0 | 100 | 0 | 0 | 0 | 0 | 0 | 0 | 0 | 100 | 0 | 0 | 100
6609 | NJ | The City of Vineland at North Vineland | 57746 | City of Vineland - (NJ) | 19856 | Constellation Solar New Jersey, LLC | 57044 | PJM Interconnection, LLC | PJM | RFC | RFCE | RFC East | PJM | 34 | 011 | Cumberland | 39.505 | -74.9977 | 0 |  | SUN | SOLAR |  | 0.19709 | 2.3 | [9 empty] | 36660 | 18060 | 3971 | 1956 |  |  |  | 0 | 0 | 0 | 0 | -- |  |  |  | 0 | 0 | 0 | 0 | -- |  |  |  |  | -- | [6 empty] | -- |  |  |  | 0 | 0 | 0 | -- | 0 | 0 | 36660 | 18060 |  |  |  | EIA | EIA | EIA | n/a | EIA | EIA |  | 0 | 0 | 0 | 0 | 0 | 0 | 0 | 3971 | 0 | 0 | 0 | 0 | 3971 | 3971 | 0 | 3971 | 0 | 0 | 0 | 0 | 0 | 0 | 0 | 100 | 0 | 0 | 0 | 0 | 100 | 100 | 0 | 100
4071 | MA | Ipswich Wind Turbine | 57855 | Town of Ipswich - (MA) | 9442 | Town of Ipswich - (MA) | 9442 | ISO New England Inc. | ISNE | NPCC | NEWE | NPCC New England | ISONE | 25 | 009 | Essex | 42.7164 | -70.8419 | 0 |  | WND | WIND |  | 0.28325 | 1.6 | [9 empty] | 36651 | 12690 | 3970 | 1375 |  |  |  | 0 | 0 | 0 | 0 | -- |  |  |  | 0 | 0 | 0 | 0 | -- |  |  |  |  | -- | [6 empty] | -- |  |  |  | 0 | 0 | 0 | -- | 0 | 0 | 36651 | 12690 |  |  |  | EIA | EIA | EIA | n/a | EIA | EIA |  | 0 | 0 | 0 | 0 | 0 | 0 | 3970 | 0 | 0 | 0 | 0 | 0 | 3970 | 3970 | 0 | 3970 | 0 | 0 | 0 | 0 | 0 | 0 | 100 | 0 | 0 | 0 | 0 | 0 | 100 | 100 | 0 | 100
4123 | MA | North Adams Landfill | 60074 | Massachusetts Electric Co | 11804 | Syncarpha North Adams, LLC | 59823 | ISO New England Inc. | ISNE | NPCC | NEWE | NPCC New England | ISONE | 25 | 003 | Berkshire | 42.6691 | -73.092 | 0 |  | SUN | SOLAR |  | 0.20595 | 2.2 | [9 empty] | 36640 | 18614 | 3969 | 2016 |  |  |  | 0 | 0 | 0 | 0 | -- |  |  |  | 0 | 0 | 0 | 0 | -- |  |  |  |  | -- | [6 empty] | -- |  |  |  | 0 | 0 | 0 | -- | 0 | 0 | 36640 | 18614 |  |  |  | EIA | EIA | EIA | n/a | EIA | EIA |  | 0 | 0 | 0 | 0 | 0 | 0 | 0 | 3969 | 0 | 0 | 0 | 0 | 3969 | 3969 | 0 | 3969 | 0 | 0 | 0 | 0 | 0 | 0 | 0 | 100 | 0 | 0 | 0 | 0 | 100 | 100 | 0 | 100
1668 | CA | Solar Photovoltaic Project #05 | 57219 | Southern California Edison Co | 17609 | Southern California Edison Co | 17609 | California Independent System Operator | CISO | WECC | CAMX | WECC California | CAISO | 06 | 071 | San Bernardino | 34.0863 | -117.2306 | 0 |  | SUN | SOLAR |  | 0.18114 | 2.5 | [9 empty] | 36623 | 19483 | 3967 | 2110 |  |  |  | 0 | 0 | 0 | 0 | -- |  |  |  | 0 | 0 | 0 | 0 | -- |  |  |  |  | -- | [6 empty] | -- |  |  |  | 0 | 0 | 0 | -- | 0 | 0 | 36623 | 19483 |  |  |  | EIA | EIA | EIA | n/a | EIA | EIA |  | 0 | 0 | 0 | 0 | 0 | 0 | 0 | 3967 | 0 | 0 | 0 | 0 | 3967 | 3967 | 0 | 3967 | 0 | 0 | 0 | 0 | 0 | 0 | 0 | 100 | 0 | 0 | 0 | 0 | 100 | 100 | 0 | 100
4012 | MA | EBZ Solar | 59032 | Massachusetts Electric Co | 11804 | Citizens Enterprises Corporation | 58871 | ISO New England Inc. | ISNE | NPCC | NEWE | NPCC New England | ISONE | 25 | 017 | Middlesex | 42.5706 | -71.625 | 0 |  | SUN | SOLAR |  | 0.18091 | 2.5 | [9 empty] | 36577 | 18582 | 3962 | 2013 |  |  |  | 0 | 0 | 0 | 0 | -- |  |  |  | 0 | 0 | 0 | 0 | -- |  |  |  |  | -- | [6 empty] | -- |  |  |  | 0 | 0 | 0 | -- | 0 | 0 | 36577 | 18582 |  |  |  | EIA | EIA | EIA | n/a | EIA | EIA |  | 0 | 0 | 0 | 0 | 0 | 0 | 0 | 3962 | 0 | 0 | 0 | 0 | 3962 | 3962 | 0 | 3962 | 0 | 0 | 0 | 0 | 0 | 0 | 0 | 100 | 0 | 0 | 0 | 0 | 100 | 100 | 0 | 100
6048 | NC | Vickers | 59190 | Duke Energy Progress - (NC) | 3046 | Vickers Farm LLC | 58995 | Progress Energy Carolinas - EAST | CPLE | SERC | SRVC | SERC Virginia/Carolina |  | 37 | 037 | Chatham | 35.8233 | -79.0803 | 0 |  | SUN | SOLAR |  | 0.22574 | 2 | [9 empty] | 36513 | 17932 | 3955 | 1942 |  |  |  | 0 | 0 | 0 | 0 | -- |  |  |  | 0 | 0 | 0 | 0 | -- |  |  |  |  | -- | [6 empty] | -- |  |  |  | 0 | 0 | 0 | -- | 0 | 0 | 36513 | 17932 |  |  |  | EIA | EIA | EIA | n/a | EIA | EIA |  | 0 | 0 | 0 | 0 | 0 | 0 | 0 | 3955 | 0 | 0 | 0 | 0 | 3955 | 3955 | 0 | 3955 | 0 | 0 | 0 | 0 | 0 | 0 | 0 | 100 | 0 | 0 | 0 | 0 | 100 | 100 | 0 | 100
1756 | CA | Sun Harvest Solar NDP1 | 59687 | Pacific Gas & Electric Co | 14328 | Sun Harvest Solar, LLC | 59457 | California Independent System Operator | CISO | WECC | CAMX | WECC California | CAISO | 06 | 047 | Merced | 37.0576 | -120.6536 | 0 |  | SUN | SOLAR |  | 0.30091 | 1.5 | [9 empty] | 36503 | 19420 | 3954 | 2104 |  |  |  | 0 | 0 | 0 | 0 | -- |  |  |  | 0 | 0 | 0 | 0 | -- |  |  |  |  | -- | [6 empty] | -- |  |  |  | 0 | 0 | 0 | -- | 0 | 0 | 36503 | 19420 |  |  |  | EIA | EIA | EIA | n/a | EIA | EIA |  | 0 | 0 | 0 | 0 | 0 | 0 | 0 | 3954 | 0 | 0 | 0 | 0 | 3954 | 3954 | 0 | 3954 | 0 | 0 | 0 | 0 | 0 | 0 | 0 | 100 | 0 | 0 | 0 | 0 | 100 | 100 | 0 | 100
1598 | CA | SCE-Snowline-White Rd (Central) | 59423 | Southern California Edison Co | 17609 | SunEdison LLC | 59139 | California Independent System Operator | CISO | WECC | CAMX | WECC California | CAISO | 06 | 071 | San Bernardino | 34.4153 | -117.47 | 0 |  | SUN | SOLAR |  | 0.30046 | 1.5 | [9 empty] | 36449 | 19391 | 3948 | 2100 |  |  |  | 0 | 0 | 0 | 0 | -- |  |  |  | 0 | 0 | 0 | 0 | -- |  |  |  |  | -- | [6 empty] | -- |  |  |  | 0 | 0 | 0 | -- | 0 | 0 | 36449 | 19391 |  |  |  | EIA | EIA | EIA | n/a | EIA | EIA |  | 0 | 0 | 0 | 0 | 0 | 0 | 0 | 3948 | 0 | 0 | 0 | 0 | 3948 | 3948 | 0 | 3948 | 0 | 0 | 0 | 0 | 0 | 0 | 0 | 100 | 0 | 0 | 0 | 0 | 100 | 100 | 0 | 100
867 | CA | Ellwood | 8076 | Southern California Edison Co | 17609 | NRG California South LP | 15908 | California Independent System Operator | CISO | WECC | CAMX | WECC California | CAISO | 06 | 083 | Santa Barbara | 34.4314 | -119.9001 | 0 |  | NG | GAS |  | 0.00775 | 58 | 1 | [6 empty] | 56145 | 26342 | 56145 | 26342 | 3939 | 1848 | 8.605 | 4.037 | 0.09 | 3281.368 | 123.779 | 12.378 | 3284.586 | -- | 4.369 | 4.369 | 0.046 | 1666.092 | 0.031 | 0.003 | 1667.726 | -- | 0.307 | 0.307 | 0.003 | 116.889 | -- | 4.369 | 4.369 | 0.046 | 1666.092 | 0.031 | 0.003 | -- | 8.605 | 4.037 | 0.09 | 3281.368 | 123.779 | 12.378 | -- | 56145 | 26342 | 56145 | 26342 | EIA | EIA | EIA | EIA | EIA | EIA | n/a | EIA | EIA | 14253.6177 | 0 | 0 | 3939 | 0 | 0 | 0 | 0 | 0 | 0 | 0 | 0 | 3939 | 0 | 0 | 3939 | 0 | 0 | 0 | 100 | 0 | 0 | 0 | 0 | 0 | 0 | 0 | 0 | 100 | 0 | 0 | 100 | 0
5680 | NC | Innovative Solar 23 | 59670 | Duke Energy Carolinas, LLC | 5416 | Heelstone Energy Holdings, LLC | 59462 | Duke Energy Carolinas | DUK | SERC | SRVC | SERC Virginia/Carolina |  | 37 | 045 | Cleveland | 35.2598 | -81.419 | 0 |  | SUN | SOLAR |  | 0.23666 | 1.9 | [9 empty] | 36365 | 17860 | 3939 | 1935 |  |  |  | 0 | 0 | 0 | 0 | -- |  |  |  | 0 | 0 | 0 | 0 | -- |  |  |  |  | -- | [6 empty] | -- |  |  |  | 0 | 0 | 0 | -- | 0 | 0 | 36365 | 17860 |  |  |  | EIA | EIA | EIA | n/a | EIA | EIA |  | 0 | 0 | 0 | 0 | 0 | 0 | 0 | 3939 | 0 | 0 | 0 | 0 | 3939 | 3939 | 0 | 3939 | 0 | 0 | 0 | 0 | 0 | 0 | 0 | 100 | 0 | 0 | 0 | 0 | 100 | 100 | 0 | 100
8939 | UT | Payson | 7408 | Payson City Corporation | 14600 | Payson City Corporation | 14600 | PacifiCorp - East | PACE | WECC | NWPP | WECC Northwest |  | 49 | 049 | Utah | 40.0608 | -111.7302 | 0 |  | NG | GAS |  | 7e-05 | 9.7 | 1 | [6 empty] | 729.999 | 343 | 729.999 | 343 | 5.999 | 3 | 0.757 | 0.365 | 0.042 | 42.665 | 2.892 | 0.482 | 42.77 | -- | 252.375 | 243.333 | 14.002 | 14224.037 | 0.482 | 0.08 | 14259.055 | -- | 2.074 | 2.128 | 0.115 | 116.891 | -- | 252.333 | 243.293 | 14 | 14221.667 | 0.482 | 0.08 | -- | 0.757 | 0.365 | 0.042 | 42.665 | 2.892 | 0.482 | -- | 729.999 | 343 | 729.999 | 343 | EIA | EIA | EIA | EIA | EIA | EIA | n/a | EIA | EIA | 121666.5 | 0 | 2.392 | 3.608 | 0 | 0 | 0 | 0 | 0 | 0 | 0 | 0 | 6 | 0 | 0 | 6 | 0 | 0 | 39.8667 | 60.1333 | 0 | 0 | 0 | 0 | 0 | 0 | 0 | 0 | 100 | 0 | 0 | 100 | 0
5072 | MN | United Hospital | 7378 | Northern States Power Co - Minnesota | 13781 | Northern States Power Co - Minnesota | 13781 | Midcontinent Independent Transmission System Operator, Inc.. | MISO | MRO | MROW | MRO West | MISO | 27 | 123 | Ramsey | 44.9425 | -93.1072 | 0 |  | DFO | OIL |  | 0.00012 | 4.8 | 1 | [6 empty] | 702.999 | 324.999 | 702.999 | 324.999 | 5.001 | 2.001 | 1.128 | 0.522 | 0.102 | 57.408 | 4.65 | 0.93 | 57.601 | -- | 451.11 | 521.739 | 40.792 | 22958.608 | 0.93 | 0.186 | 23035.775 | -- | 3.209 | 3.212 | 0.29 | 163.323 | -- | 451.2 | 521.843 | 40.8 | 22963.2 | 0.93 | 0.186 | -- | 1.128 | 0.522 | 0.102 | 57.408 | 4.65 | 0.93 | -- | 702.999 | 324.999 | 702.999 | 324.999 | EIA | EIA | EIA | EIA | EIA | EIA | n/a | EIA | EIA | 140599.8 | 0 | 5 | 0 | 0 | 0 | 0 | 0 | 0 | 0 | 0 | 0 | 5 | 0 | 0 | 5 | 0 | 0 | 100 | 0 | 0 | 0 | 0 | 0 | 0 | 0 | 0 | 0 | 100 | 0 | 0 | 100 | 0
5245 | MO | Walton Street Substation | 56598 | City of Farmington - (MO) | 6205 | City of Farmington - (MO) | 6205 | Midcontinent Independent Transmission System Operator, Inc.. | MISO | SERC | SRMW | SERC Midwest | MISO | 29 | 187 | St Francois | 37.7881 | -90.4336 | 0 |  | DFO | OIL |  | 0.0001 | 6 | 1 | [6 empty] | 84 | 36 | 84 | 36 | 5.001 | 2.001 | 0.129 | 0.057 | 0.012 | 6.861 | 0.556 | 0.111 | 6.884 | -- | 51.59 | 56.972 | 4.799 | 2743.851 | 0.111 | 0.022 | 2753.072 | -- | 3.071 | 3.167 | 0.286 | 163.357 | -- | 51.6 | 56.983 | 4.8 | 2744.4 | 0.111 | 0.022 | -- | 0.129 | 0.057 | 0.012 | 6.861 | 0.556 | 0.111 | -- | 84 | 36 | 84 | 36 | EIA | EIA | EIA | EIA | EIA | EIA | n/a | EIA | EIA | 16800 | 0 | 5 | 0 | 0 | 0 | 0 | 0 | 0 | 0 | 0 | 0 | 5 | 0 | 0 | 5 | 0 | 0 | 100 | 0 | 0 | 0 | 0 | 0 | 0 | 0 | 0 | 0 | 100 | 0 | 0 | 100 | 0
2512 | GA | Boulevard | 732 | Georgia Power Co | 7140 | Georgia Power Co | 7140 | Southern Company Services, Inc. - Trans | SOCO | SERC | SRSO | SERC South |  | 13 | 051 | Chatham | 32.0411 | -81.145 | 0 |  | DFO | OIL |  | 1e-05 | 46.8 | 1 | [6 empty] | 2058 | 570 | 2058 | 570 | 5 | 1 | 0.907 | 0.251 | 0.281 | 168.062 | 13.611 | 2.722 | 168.627 | -- | 362.8 | 502 | 112.4 | 67224.8 | 2.722 | 0.544 | 67450.748 | -- | 0.881 | 0.881 | 0.273 | 163.326 | -- | 362.8 | 502 | 112.4 | 67224.8 | 2.722 | 0.544 | -- | 0.907 | 0.251 | 0.281 | 168.062 | 13.611 | 2.722 | -- | 2058 | 570 | 2058 | 570 | EIA | EIA | EIA | EIA | EIA | EIA | n/a | EIA | EIA | 411600 | 0 | 5 | 0 | 0 | 0 | 0 | 0 | 0 | 0 | 0 | 0 | 5 | 0 | 0 | 5 | 0 | 0 | 100 | 0 | 0 | 0 | 0 | 0 | 0 | 0 | 0 | 0 | 100 | 0 | 0 | 100 | 0
2796 | IA | Brooklyn | 1128 | City of Brooklyn - (IA) | 2287 | City of Brooklyn - (IA) | 2287 | Midcontinent Independent Transmission System Operator, Inc.. | MISO | MRO | MROW | MRO West | MISO | 19 | 157 | Poweshiek | 41.7278 | -92.4479 | 0 |  | DFO | OIL |  | 0.00012 | 4.6 | 1 | [6 empty] | 52 | 0 | 52 | 0 | 5 | 0 | 0.084 | 0 | 0.008 | 4.246 | 0.344 | 0.069 | 4.26 | -- | 33.6 |  | 3.2 | 1698.4 | 0.069 | 0.014 | 1704.109 | -- | 3.231 |  | 0.308 | 163.308 | -- | 33.6 |  | 3.2 | 1698.4 | 0.069 | 0.014 | -- | 0.084 | 0 | 0.008 | 4.246 | 0.344 | 0.069 | -- | 52 | 0 | 52 | 0 | EIA | EIA | EIA | EIA | EIA | EIA | n/a | EIA | EIA | 10400 | 0 | 5 | 0 | 0 | 0 | 0 | 0 | 0 | 0 | 0 | 0 | 5 | 0 | 0 | 5 | 0 | 0 | 100 | 0 | 0 | 0 | 0 | 0 | 0 | 0 | 0 | 0 | 100 | 0 | 0 | 100 | 0
3728 | KS | West 14th Street | 1332 | City of Winfield - (KS) | 20813 | City of Winfield - (KS) | 20813 | Southwest Power Pool | SWPP | SPP | SPNO | SPP North |  | 20 | 035 | Cowley | 37.2354 | -97.011 | 0 |  | NG | GAS |  | 5e-05 | 12.6 | 1 | [6 empty] | 148 | 100 | 148 | 100 | 5 | 3 | 0.021 | 0.014 | 0 | 8.65 | 0.326 | 0.033 | 8.658 | -- | 8.4 | 9.333 | 0 | 3460 | 0.065 | 0.007 | 3463.393 | -- | 0.284 | 0.28 | 0 | 116.892 | -- | 8.4 | 9.333 | 0 | 3460 | 0.065 | 0.007 | -- | 0.021 | 0.014 | 0 | 8.65 | 0.326 | 0.033 | -- | 148 | 100 | 148 | 100 | EIA | EIA | EIA | EIA | EIA | EIA | n/a | EIA | EIA | 29600 | 0 | 0 | 5 | 0 | 0 | 0 | 0 | 0 | 0 | 0 | 0 | 5 | 0 | 0 | 5 | 0 | 0 | 0 | 100 | 0 | 0 | 0 | 0 | 0 | 0 | 0 | 0 | 100 | 0 | 0 | 100 | 0
6196 | NE | Ansley | 2214 | Custer Public Power District | 4671 | City of Ansley - (NE) | 695 | Southwest Power Pool | SWPP | MRO | MROW | MRO West |  | 31 | 041 | Custer | 41.2892 | -99.3863 | 0 |  | NG | GAS |  | 0.00038 | 1.5 | 1 | [6 empty] | 73 | 31 | 73 | 31 | 5 | 2 | 0.106 | 0.043 | 0.003 | 4.945 | 0.262 | 0.041 | 4.954 | -- | 42.4 | 43 | 1.2 | 1978 | 0.052 | 0.008 | 1981.672 | -- | 2.904 | 2.774 | 0.082 | 135.479 | -- | 42.4 | 43 | 1.2 | 1978 | 0.052 | 0.008 | -- | 0.106 | 0.043 | 0.003 | 4.945 | 0.262 | 0.041 | -- | 73 | 31 | 73 | 31 | EIA | EIA | EIA | EIA | EIA | EIA | n/a | EIA | EIA | 14600 | 0 | 1.563 | 3.437 | 0 | 0 | 0 | 0 | 0 | 0 | 0 | 0 | 5 | 0 | 0 | 5 | 0 | 0 | 31.26 | 68.74 | 0 | 0 | 0 | 0 | 0 | 0 | 0 | 0 | 100 | 0 | 0 | 100 | 0
9128 | VA | Water Treatment Plant Generators | 56368 | City of Manassas - (VA) | 11560 | City of Manassas - (VA) | 11560 | PJM Interconnection, LLC | PJM | SERC | SRVC | SERC Virginia/Carolina | PJM | 51 | 153 | Prince William | 38.7607 | -77.6209 | 0 |  | DFO | OIL |  | 0.00032 | 1.8 | 1 | [6 empty] | 83 | 42 | 83 | 42 | 5 | 2 | 0.13 | 0.065 | 0.012 | 6.778 | 0.549 | 0.11 | 6.801 | -- | 52 | 65 | 4.8 | 2711.2 | 0.11 | 0.022 | 2720.313 | -- | 3.133 | 3.095 | 0.289 | 163.325 | -- | 52 | 65 | 4.8 | 2711.2 | 0.11 | 0.022 | -- | 0.13 | 0.065 | 0.012 | 6.778 | 0.549 | 0.11 | -- | 83 | 42 | 83 | 42 | EIA | EIA | EIA | EIA | EIA | EIA | n/a | EIA | EIA | 16600 | 0 | 5 | 0 | 0 | 0 | 0 | 0 | 0 | 0 | 0 | 0 | 5 | 0 | 0 | 5 | 0 | 0 | 100 | 0 | 0 | 0 | 0 | 0 | 0 | 0 | 0 | 0 | 100 | 0 | 0 | 100 | 0
4807 | MN | Delano | 1969 | Delano Municipal Utilities | 5015 | Delano Municipal Utilities | 5015 | Midcontinent Independent Transmission System Operator, Inc.. | MISO | MRO | MROW | MRO West | MISO | 27 | 171 | Wright | 45.0414 | -93.7905 | 0 |  | DFO | OIL |  | 2e-05 | 24.1 | 1 | [6 empty] | 101.999 | 48.001 | 101.999 | 48.001 | 4.9 | 2.275 | 0.159 | 0.074 | 0.015 | 7.839 | 0.794 | 0.159 | 7.872 | -- | 64.898 | 65.055 | 6.122 | 3199.592 | 0.162 | 0.032 | 3213.036 | -- | 3.118 | 3.083 | 0.294 | 153.707 | -- | 64.898 | 65.055 | 6.122 | 3199.592 | 0.162 | 0.032 | -- | 0.159 | 0.074 | 0.015 | 7.839 | 0.794 | 0.159 | -- | 101.999 | 48.001 | 101.999 | 48.001 | EIA | EIA | EIA | EIA | EIA | EIA | n/a | EIA | EIA | 20816.1224 | 0 | 4.9 | 0 | 0 | 0 | 0 | 0 | 0 | 0 | 0 | 0 | 4.9 | 0 | 0 | 4.9 | 0 | 0 | 100 | 0 | 0 | 0 | 0 | 0 | 0 | 0 | 0 | 0 | 100 | 0 | 0 | 100 | 0
7447 | OH | Renick Run Pumping Station 03-04 | 56420 | City of Columbus - (OH) | 4065 | City of Columbus - (OH) | 4065 | PJM Interconnection, LLC | PJM | RFC | RFCW | RFC West | PJM | 39 | 049 | Franklin | 39.9294 | -83.012 | 0 |  | DFO | OIL |  | 0.0002 | 2.8 | 1 | [6 empty] | 54 | 0 | 54 | 0 | 4.9 | 0 | 0.084 | 0 | 0.008 | 4.41 | 0.357 | 0.071 | 4.425 | -- | 34.286 |  | 3.265 | 1800 | 0.073 | 0.015 | 1806.05 | -- | 3.111 |  | 0.296 | 163.333 | -- | 34.286 |  | 3.265 | 1800 | 0.073 | 0.015 | -- | 0.084 | 0 | 0.008 | 4.41 | 0.357 | 0.071 | -- | 54 | 0 | 54 | 0 | EIA | EIA | EIA | EIA | EIA | EIA | n/a | EIA | EIA | 11020.4082 | 0 | 4.9 | 0 | 0 | 0 | 0 | 0 | 0 | 0 | 0 | 0 | 4.9 | 0 | 0 | 4.9 | 0 | 0 | 100 | 0 | 0 | 0 | 0 | 0 | 0 | 0 | 0 | 0 | 100 | 0 | 0 | 100 | 0
1076 | CA | Kaiser Downey | 58128 | Southern California Edison Co | 17609 | Bloom Energy 2009 PPA | 56778 | California Independent System Operator | CISO | WECC | CAMX | WECC California | CAISO | 06 | 037 | Los Angeles | 33.9192 | -118.1286 | 0 |  | LFG | BIOMASS |  | 0.00046 | 1 | 1 | Yes | [5 empty] | 12956 | 5687 | 12956 | 5687 | 4 | 2 |  |  |  |  | 8.788 | 0.879 |  | -- |  |  |  |  | 2.197 | 0.22 |  | -- |  |  |  |  | -- |  |  |  |  | 2.197 | 0.22 | -- |  |  |  |  | 29.652 | 2.965 | -- | 12956 | 5687 | 12956 | 5687 |  |  |  |  | EIA | EIA | n/a | EIA | EIA | 3239000 | 0 | 0 | 1.231 | 0 | 0 | 2.769 | 0 | 0 | 0 | 0 | 0 | 1.231 | 2.769 | 2.769 | 4 | 0 | 0 | 0 | 30.775 | 0 | 0 | 69.225 | 0 | 0 | 0 | 0 | 0 | 30.775 | 69.225 | 69.225 | 100 | 0
1077 | CA | Kaiser Ontario | 58132 | Southern California Edison Co | 17609 | Bloom Energy 2009 PPA | 56778 | California Independent System Operator | CISO | WECC | CAMX | WECC California | CAISO | 06 | 071 | San Bernardino | 34.0325 | -117.6089 | 0 |  | OBG | BIOMASS |  | 0.00046 | 1 | 1 | Yes | [5 empty] | 24130 | 10536 | 24130 | 10536 | 4 | 2 |  |  |  |  | 55.394 | 5.539 |  | -- |  |  |  |  | 13.849 | 1.385 |  | -- |  |  |  |  | -- |  |  |  |  | 13.849 | 1.385 | -- |  |  |  |  | 55.394 | 5.539 | -- | 24130 | 10536 | 24130 | 10536 |  |  |  |  | EIA | EIA | n/a | EIA | EIA | 6032500 | 0 | 0 | 1 | 0 | 0 | 3 | 0 | 0 | 0 | 0 | 0 | 1 | 3 | 3 | 4 | 0 | 0 | 0 | 25 | 0 | 0 | 75 | 0 | 0 | 0 | 0 | 0 | 25 | 75 | 75 | 100 | 0
2845 | IA | Gilliam South | 7857 | Central Iowa Power Cooperative | 3258 | City of Stuart - (IA) | 18231 | Midcontinent Independent Transmission System Operator, Inc.. | MISO | MRO | MROW | MRO West | MISO | 19 | 001 | Adair | 41.4961 | -94.3272 | 0 |  | DFO | OIL |  | 0.00011 | 4.3 | 1 | [6 empty] | 204 | 78 | 204 | 78 | 4 | 1 | 0.317 | 0.121 | 0.029 | 16.66 | 1.349 | 0.27 | 16.716 | -- | 158.5 | 242 | 14.5 | 8330 | 0.337 | 0.067 | 8357.997 | -- | 3.108 | 3.103 | 0.284 | 163.333 | -- | 158.5 | 242 | 14.5 | 8330 | 0.337 | 0.067 | -- | 0.317 | 0.121 | 0.029 | 16.66 | 1.349 | 0.27 | -- | 204 | 78 | 204 | 78 | EIA | EIA | EIA | EIA | EIA | EIA | n/a | EIA | EIA | 51000 | 0 | 4 | 0 | 0 | 0 | 0 | 0 | 0 | 0 | 0 | 0 | 4 | 0 | 0 | 4 | 0 | 0 | 100 | 0 | 0 | 0 | 0 | 0 | 0 | 0 | 0 | 0 | 100 | 0 | 0 | 100 | 0
2846 | IA | Gowrie | 1141 | Gowrie Municipal Utilities | 7424 | Gowrie Municipal Utilities | 7424 | Midcontinent Independent Transmission System Operator, Inc.. | MISO | MRO | MROW | MRO West | MISO | 19 | 187 | Webster | 42.2828 | -94.289 | 0 |  | DFO | OIL |  | 9e-05 | 4.9 | 1 | [6 empty] | 51 | 0 | 51 | 0 | 4 | 0 | 0.084 | 0 | 0.007 | 4.165 | 0.337 | 0.067 | 4.179 | -- | 42 |  | 3.5 | 2082.5 | 0.084 | 0.017 | 2089.499 | -- | 3.294 |  | 0.275 | 163.333 | -- | 42 |  | 3.5 | 2082.5 | 0.084 | 0.017 | -- | 0.084 | 0 | 0.007 | 4.165 | 0.337 | 0.067 | -- | 51 | 0 | 51 | 0 | EIA | EIA | EIA | EIA | EIA | EIA | n/a | EIA | EIA | 12750 | 0 | 4 | 0 | 0 | 0 | 0 | 0 | 0 | 0 | 0 | 0 | 4 | 0 | 0 | 4 | 0 | 0 | 100 | 0 | 0 | 0 | 0 | 0 | 0 | 0 | 0 | 0 | 100 | 0 | 0 | 100 | 0
2857 | IA | Harlan | 1146 | Harlan Municipal Utilities - (IA) | 8122 | Harlan Municipal Utilities - (IA) | 8122 | Midcontinent Independent Transmission System Operator, Inc.. | MISO | MRO | MROW | MRO West | MISO | 19 | 165 | Shelby | 41.6445 | -95.3153 | 0 |  | DFO | OIL |  | 0.00013 | 3.4 | 1 | [6 empty] | 39 | 0 | 39 | 0 | 4 | 0 | 0.066 | 0 | 0.006 | 3.184 | 0.258 | 0.052 | 3.195 | -- | 33 |  | 3 | 1592 | 0.064 | 0.013 | 1597.352 | -- | 3.385 |  | 0.308 | 163.282 | -- | 33 |  | 3 | 1592 | 0.064 | 0.013 | -- | 0.066 | 0 | 0.006 | 3.184 | 0.258 | 0.052 | -- | 39 | 0 | 39 | 0 | EIA | EIA | EIA | EIA | EIA | EIA | n/a | EIA | EIA | 9750 | 0 | 4 | 0 | 0 | 0 | 0 | 0 | 0 | 0 | 0 | 0 | 4 | 0 | 0 | 4 | 0 | 0 | 100 | 0 | 0 | 0 | 0 | 0 | 0 | 0 | 0 | 0 | 100 | 0 | 0 | 100 | 0
7321 | OH | Bowling Green | 7575 | City of Bowling Green - (OH) | 2054 | American Mun Power-Ohio, Inc | 40577 | PJM Interconnection, LLC | PJM | RFC | RFCW | RFC West | PJM | 39 | 173 | Wood | 41.3822 | -83.6113 | 0 |  | DFO | OIL |  | 5e-05 | 8.8 | 1 | [6 empty] | 39 | 0 | 39 | 0 | 4 | 0 | 0.065 | 0 | 0.006 | 3.185 | 0.258 | 0.052 | 3.196 | -- | 32.5 |  | 3 | 1592.5 | 0.064 | 0.013 | 1597.852 | -- | 3.333 |  | 0.308 | 163.333 | -- | 32.5 |  | 3 | 1592.5 | 0.064 | 0.013 | -- | 0.065 | 0 | 0.006 | 3.185 | 0.258 | 0.052 | -- | 39 | 0 | 39 | 0 | EIA | EIA | EIA | EIA | EIA | EIA | n/a | EIA | EIA | 9750 | 0 | 4 | 0 | 0 | 0 | 0 | 0 | 0 | 0 | 0 | 0 | 4 | 0 | 0 | 4 | 0 | 0 | 100 | 0 | 0 | 0 | 0 | 0 | 0 | 0 | 0 | 0 | 100 | 0 | 0 | 100 | 0
7395 | OH | Jackson (OH) | 7577 | City of Jackson - (OH) | 9598 | American Mun Power-Ohio, Inc | 40577 | PJM Interconnection, LLC | PJM | RFC | RFCW | RFC West | PJM | 39 | 079 | Jackson | 39.0441 | -82.6101 | 0 |  | DFO | OIL |  | 0.00013 | 3.6 | 1 | [6 empty] | 41 | 0 | 41 | 0 | 4 | 0 | 0.065 | 0 | 0.006 | 3.348 | 0.271 | 0.054 | 3.359 | -- | 32.5 |  | 3 | 1674 | 0.068 | 0.014 | 1679.627 | -- | 3.171 |  | 0.293 | 163.317 | -- | 32.5 |  | 3 | 1674 | 0.068 | 0.014 | -- | 0.065 | 0 | 0.006 | 3.348 | 0.271 | 0.054 | -- | 41 | 0 | 41 | 0 | EIA | EIA | EIA | EIA | EIA | EIA | n/a | EIA | EIA | 10250 | 0 | 4 | 0 | 0 | 0 | 0 | 0 | 0 | 0 | 0 | 0 | 4 | 0 | 0 | 4 | 0 | 0 | 100 | 0 | 0 | 0 | 0 | 0 | 0 | 0 | 0 | 0 | 100 | 0 | 0 | 100 | 0
3857 | LA | New Roads | 1453 | City of New Roads - (LA) | 13483 | City of New Roads - (LA) | 13483 | Midcontinent Independent Transmission System Operator, Inc.. | MISO | SPP | SPSO | SPP South | MISO | 22 | 077 | Pointe Coupee | 30.7261 | -91.3683 | 0 |  | NG | GAS |  | 5e-05 | 9.4 | 1 | [6 empty] | 70.001 | 0 | 70.001 | 0 | 3.999 | 0 | 0.011 | 0 | 0.01 | 4.091 | 0.428 | 0.084 | 4.108 | -- | 5.501 |  | 5.001 | 2046.012 | 0.107 | 0.021 | 2054.752 | -- | 0.314 |  | 0.286 | 116.884 | -- | 5.5 |  | 5 | 2045.5 | 0.107 | 0.021 | -- | 0.011 | 0 | 0.01 | 4.091 | 0.428 | 0.084 | -- | 70.001 | 0 | 70.001 | 0 | EIA | EIA | EIA | EIA | EIA | EIA | n/a | EIA | EIA | 17500.25 | 0 | 3.525 | 0.475 | 0 | 0 | 0 | 0 | 0 | 0 | 0 | 0 | 4 | 0 | 0 | 4 | 0 | 0 | 88.125 | 11.875 | 0 | 0 | 0 | 0 | 0 | 0 | 0 | 0 | 100 | 0 | 0 | 100 | 0
7414 | OH | Napoleon | 7578 | City of Napoleon - (OH) | 13209 | American Mun Power-Ohio, Inc | 40577 | PJM Interconnection, LLC | PJM | RFC | RFCW | RFC West | PJM | 39 | 069 | Henry | 41.4106 | -84.0967 | 0 |  | DFO | OIL |  | 8e-05 | 5.4 | 1 | [6 empty] | 35.001 | 0 | 35.001 | 0 | 3.999 | 0 | 0.057 | 0 | 0.006 | 2.859 | 0.231 | 0.046 | 2.869 | -- | 28.507 |  | 3.001 | 1429.857 | 0.058 | 0.012 | 1434.662 | -- | 3.257 |  | 0.343 | 163.367 | -- | 28.5 |  | 3 | 1429.5 | 0.058 | 0.012 | -- | 0.057 | 0 | 0.006 | 2.859 | 0.231 | 0.046 | -- | 35.001 | 0 | 35.001 | 0 | EIA | EIA | EIA | EIA | EIA | EIA | n/a | EIA | EIA | 8750.25 | 0 | 4 | 0 | 0 | 0 | 0 | 0 | 0 | 0 | 0 | 0 | 4 | 0 | 0 | 4 | 0 | 0 | 100 | 0 | 0 | 0 | 0 | 0 | 0 | 0 | 0 | 0 | 100 | 0 | 0 | 100 | 0
7351 | OH | Dodge Park Engine No 1 | 56423 | City of Columbus - (OH) | 4065 | City of Columbus - (OH) | 4065 | PJM Interconnection, LLC | PJM | RFC | RFCW | RFC West | PJM | 39 | 049 | Franklin | 39.9524 | -83.0144 | 0 |  | DFO | OIL |  | 0.00022 | 2 | 1 | [6 empty] | 96 | 42 | 96 | 42 | 3.92 | 1.602 | 0.149 | 0.065 | 0.014 | 7.84 | 0.635 | 0.127 | 7.866 | -- | 76.02 | 81.149 | 7.143 | 4000 | 0.162 | 0.032 | 4013.444 | -- | 3.104 | 3.095 | 0.292 | 163.333 | -- | 76.02 | 81.149 | 7.143 | 4000 | 0.162 | 0.032 | -- | 0.149 | 0.065 | 0.014 | 7.84 | 0.635 | 0.127 | -- | 96 | 42 | 96 | 42 | EIA | EIA | EIA | EIA | EIA | EIA | n/a | EIA | EIA | 24489.7959 | 0 | 3.92 | 0 | 0 | 0 | 0 | 0 | 0 | 0 | 0 | 0 | 3.92 | 0 | 0 | 3.92 | 0 | 0 | 100 | 0 | 0 | 0 | 0 | 0 | 0 | 0 | 0 | 0 | 100 | 0 | 0 | 100 | 0
7443 | OH | PS ST-8 Engine No 1 | 56421 | City of Columbus - (OH) | 4065 | City of Columbus - (OH) | 4065 | PJM Interconnection, LLC | PJM | RFC | RFCW | RFC West | PJM | 39 | 049 | Franklin | 39.9614 | -83.0491 | 0 |  | DFO | OIL |  | 0.00022 | 2 | 1 | [6 empty] | 66 | 0 | 66 | 0 | 3.92 | 0 | 0.103 | 0 | 0.01 | 5.39 | 0.437 | 0.087 | 5.408 | -- | 52.551 |  | 5.102 | 2750 | 0.111 | 0.022 | 2759.243 | -- | 3.121 |  | 0.303 | 163.333 | -- | 52.551 |  | 5.102 | 2750 | 0.111 | 0.022 | -- | 0.103 | 0 | 0.01 | 5.39 | 0.437 | 0.087 | -- | 66 | 0 | 66 | 0 | EIA | EIA | EIA | EIA | EIA | EIA | n/a | EIA | EIA | 16836.7347 | 0 | 3.92 | 0 | 0 | 0 | 0 | 0 | 0 | 0 | 0 | 0 | 3.92 | 0 | 0 | 3.92 | 0 | 0 | 100 | 0 | 0 | 0 | 0 | 0 | 0 | 0 | 0 | 0 | 100 | 0 | 0 | 100 | 0
649 | CA | Canyon Crest Academy | 60568 | San Diego Gas & Electric Co | 16609 | SDGE Batteries | 60336 | California Independent System Operator | CISO | WECC | CAMX | WECC California | CAISO | 06 | 073 | San Diego | 32.9591 | -117.1916 | 0 |  | MWH | OTHF |  | 0.00034 | 1 | [7 empty] | 0 | 0 | 0 | 0 | 3 | 1 |  |  |  | 0 | 0 | 0 | 0 | -- |  |  |  | 0 | 0 | 0 | 0 | -- |  |  |  |  | -- |  |  |  | 0 | 0 | 0 | -- |  |  |  | 0 | 0 | 0 | -- | 0 | 0 | 0 | 0 |  |  |  | EIA | EIA | EIA | n/a | EIA | EIA |  | 0 | 0 | 0 | 0 | 0 | 0 | 0 | 0 | 0 | 0 | 3 | 3 | 0 | 0 | 3 | 0 | 0 | 0 | 0 | 0 | 0 | 0 | 0 | 0 | 0 | 0 | 100 | 100 | 0 | 0 | 100 | 0
711 | CA | Coca Cola American Canyon | 57807 | Pacific Gas & Electric Co | 14328 | Bloom Energy 2009 PPA | 56778 | California Independent System Operator | CISO | WECC | CAMX | WECC California | CAISO | 06 | 055 | Napa | 38.1907 | -122.2751 | 0 |  | NG | GAS |  | 0.00031 | 1.1 | 1 | Yes | [5 empty] | 20035 | 8874 | 20035 | 8874 | 3 | 1 |  |  |  |  | 45.643 | 4.564 |  | -- |  |  |  |  | 15.214 | 1.521 |  | -- |  |  |  |  | -- |  |  |  |  | 15.214 | 1.521 | -- |  |  |  |  | 45.643 | 4.564 | -- | 20035 | 8874 | 20035 | 8874 |  |  |  |  | EIA | EIA | n/a | EIA | EIA | 6678333.3333 | 0 | 0 | 1.182 | 0 | 0 | 1.818 | 0 | 0 | 0 | 0 | 0 | 1.182 | 1.818 | 1.818 | 3 | 0 | 0 | 0 | 39.4 | 0 | 0 | 60.6 | 0 | 0 | 0 | 0 | 0 | 39.4 | 60.6 | 60.6 | 100 | 0
2390 | FL | Lockheed Martin Solar System | 59867 | Duke Energy Florida, Inc | 6455 | Lockheed Martin Solar System | 59648 | Progress Energy Florida | FPC | FRCC | FRCC | FRCC All |  | 12 | 103 | Pinellas | 28.0479 | -82.6853 | 0 |  | SUN | SOLAR |  | 0.00018 | 1.9 | [9 empty] | 26 | 13 | 3 | 2 |  |  |  | 0 | 0 | 0 | 0 | -- |  |  |  | 0 | 0 | 0 | 0 | -- |  |  |  |  | -- | [6 empty] | -- |  |  |  | 0 | 0 | 0 | -- | 0 | 0 | 26 | 13 |  |  |  | EIA | EIA | EIA | n/a | EIA | EIA |  | 0 | 0 | 0 | 0 | 0 | 0 | 0 | 3 | 0 | 0 | 0 | 0 | 3 | 3 | 0 | 3 | 0 | 0 | 0 | 0 | 0 | 0 | 0 | 100 | 0 | 0 | 0 | 0 | 100 | 100 | 0 | 100
2532 | GA | DeKalb Medical Center-Hillandale | 56231 | Georgia Power Co | 7140 | DeKalb Regional Health System | 50109 | Southern Company Services, Inc. - Trans | SOCO | SERC | SRSO | SERC South |  | 13 | 089 | DeKalb | 33.7036 | -84.1494 | 0 |  | DFO | OIL |  | 0.00011 | 3.1 | 1 | [6 empty] | 76 | 24 | 76 | 24 | 3 | 1 | 0.122 | 0.038 | 0.012 | 6.206 | 0.503 | 0.101 | 6.227 | -- | 81.333 | 76 | 8 | 4137.333 | 0.168 | 0.034 | 4151.24 | -- | 3.211 | 3.167 | 0.316 | 163.316 | -- | 81.333 | 76 | 8 | 4137.333 | 0.168 | 0.034 | -- | 0.122 | 0.038 | 0.012 | 6.206 | 0.503 | 0.101 | -- | 76 | 24 | 76 | 24 | EIA | EIA | EIA | EIA | EIA | EIA | n/a | EIA | EIA | 25333.3333 | 0 | 3 | 0 | 0 | 0 | 0 | 0 | 0 | 0 | 0 | 0 | 3 | 0 | 0 | 3 | 0 | 0 | 100 | 0 | 0 | 0 | 0 | 0 | 0 | 0 | 0 | 0 | 100 | 0 | 0 | 100 | 0
2653 | GA | Thiele Kaolin Sandersville | 54841 | Georgia Power Co | 7140 | Thiele Kaolin Co | 18843 | Southern Company Services, Inc. - Trans | SOCO | SERC | SRSO | SERC South |  | 13 | 303 | Washington | 32.9708 | -82.8028 | 0 |  | DFO | OIL |  | 0.00014 | 2.4 | 1 | [6 empty] | 29 | 0 | 29 | 0 | 3 | 0 | 0.046 | 0 | 0.004 | 2.368 | 0.192 | 0.038 | 2.376 | -- | 30.667 |  | 2.667 | 1578.667 | 0.064 | 0.013 | 1583.973 | -- | 3.172 |  | 0.276 | 163.31 | -- | 30.667 |  | 2.667 | 1578.667 | 0.064 | 0.013 | -- | 0.046 | 0 | 0.004 | 2.368 | 0.192 | 0.038 | -- | 29 | 0 | 29 | 0 | EIA | EIA | EIA | EIA | EIA | EIA | n/a | EIA | EIA | 9666.6667 | 0 | 3 | 0 | 0 | 0 | 0 | 0 | 0 | 0 | 0 | 0 | 3 | 0 | 0 | 3 | 0 | 0 | 100 | 0 | 0 | 0 | 0 | 0 | 0 | 0 | 0 | 0 | 100 | 0 | 0 | 100 | 0
3626 | KS | Ellinwood | 1274 | Westar Energy Inc | 22500 | City of Ellinwood - (KS) | 5802 | Southwest Power Pool | SWPP | SPP | SPNO | SPP North |  | 20 | 009 | Barton | 38.3545 | -98.5834 | 0 |  | DFO | OIL |  | 4e-05 | 8.5 | 1 | [6 empty] | 35 | 0 | 35 | 0 | 3 | 0 | 0.056 | 0 | 0.005 | 2.859 | 0.231 | 0.046 | 2.869 | -- | 37.333 |  | 3.333 | 1906 | 0.077 | 0.015 | 1912.404 | -- | 3.2 |  | 0.286 | 163.371 | -- | 37.333 |  | 3.333 | 1906 | 0.077 | 0.015 | -- | 0.056 | 0 | 0.005 | 2.859 | 0.231 | 0.046 | -- | 35 | 0 | 35 | 0 | EIA | EIA | EIA | EIA | EIA | EIA | n/a | EIA | EIA | 11666.6667 | 0 | 3 | 0 | 0 | 0 | 0 | 0 | 0 | 0 | 0 | 0 | 3 | 0 | 0 | 3 | 0 | 0 | 100 | 0 | 0 | 0 | 0 | 0 | 0 | 0 | 0 | 0 | 100 | 0 | 0 | 100 | 0
3716 | KS | Stafford | 1325 | Midwest Energy Inc | 12524 | City of Stafford - (KS) | 17924 | Southwest Power Pool | SWPP | SPP | SPNO | SPP North |  | 20 | 185 | Stafford | 37.9561 | -98.5993 | 0 |  | DFO | OIL |  | 7e-05 | 5.1 | 1 | [6 empty] | 128 | 41 | 128 | 41 | 3 | 1 | 0.205 | 0.066 | 0.018 | 10.453 | 0.847 | 0.169 | 10.488 | -- | 136.667 | 132 | 12 | 6968.667 | 0.282 | 0.056 | 6992.089 | -- | 3.203 | 3.22 | 0.281 | 163.328 | -- | 136.667 | 132 | 12 | 6968.667 | 0.282 | 0.056 | -- | 0.205 | 0.066 | 0.018 | 10.453 | 0.847 | 0.169 | -- | 128 | 41 | 128 | 41 | EIA | EIA | EIA | EIA | EIA | EIA | n/a | EIA | EIA | 42666.6667 | 0 | 3 | 0 | 0 | 0 | 0 | 0 | 0 | 0 | 0 | 0 | 3 | 0 | 0 | 3 | 0 | 0 | 100 | 0 | 0 | 0 | 0 | 0 | 0 | 0 | 0 | 0 | 100 | 0 | 0 | 100 | 0
3831 | LA | Grand Isle Gas Plant / Treating Station | 54927 | Entergy Louisiana LLC | 11241 | COMM Engineering | 59162 | Midcontinent Independent Transmission System Operator, Inc.. | MISO | SERC | SRMV | SERC Mississippi Valley | MISO | 22 | 051 | Jefferson | 29.2521 | -89.9721 | 0 |  | NG | GAS |  | 4e-05 | 9 | 1 | [6 empty] | 48 | 21 | 48 | 21 | 3 | 0.999 | 0.066 | 0.03 | 0 | 2.805 | 0.106 | 0.011 | 2.808 | -- | 44 | 60.06 | 0 | 1870 | 0.035 | 0.004 | 1871.834 | -- | 2.75 | 2.857 | 0 | 116.875 | -- | 44 | 60.06 | 0 | 1870 | 0.035 | 0.004 | -- | 0.066 | 0.03 | 0 | 2.805 | 0.106 | 0.011 | -- | 48 | 21 | 48 | 21 | EIA | EIA | EIA | EIA | EIA | EIA | n/a | EIA | EIA | 16000 | 0 | 0 | 3 | 0 | 0 | 0 | 0 | 0 | 0 | 0 | 0 | 3 | 0 | 0 | 3 | 0 | 0 | 0 | 100 | 0 | 0 | 0 | 0 | 0 | 0 | 0 | 0 | 100 | 0 | 0 | 100 | 0
5183 | MO | Memphis | 2145 | City of Memphis - (MO) | 12294 | City of Memphis - (MO) | 12294 | Associated Electric Cooperative, Inc. | AECI | SERC | SRMW | SERC Midwest |  | 29 | 199 | Scotland | 40.4578 | -92.181 | 0 |  | DFO | OIL |  | 4e-05 | 8.8 | 1 | [6 empty] | 41 | 0 | 41 | 0 | 3 | 0 | 0.064 | 0 | 0.007 | 3.347 | 0.271 | 0.054 | 3.358 | -- | 42.667 |  | 4.667 | 2231.333 | 0.09 | 0.018 | 2238.836 | -- | 3.122 |  | 0.341 | 163.268 | -- | 42.667 |  | 4.667 | 2231.333 | 0.09 | 0.018 | -- | 0.064 | 0 | 0.007 | 3.347 | 0.271 | 0.054 | -- | 41 | 0 | 41 | 0 | EIA | EIA | EIA | EIA | EIA | EIA | n/a | EIA | EIA | 13666.6667 | 0 | 3 | 0 | 0 | 0 | 0 | 0 | 0 | 0 | 0 | 0 | 3 | 0 | 0 | 3 | 0 | 0 | 100 | 0 | 0 | 0 | 0 | 0 | 0 | 0 | 0 | 0 | 100 | 0 | 0 | 100 | 0
6179 | ND | Portable Generator 1 | 59196 | Montana-Dakota Utilities Co | 12199 | Montana-Dakota Utilities Co | 12199 | Midcontinent Independent Transmission System Operator, Inc.. | MISO | MRO | MROW | MRO West | MISO | 38 | 053 | Mckenzie | 47.8333 | -103.6436 | 0 |  | DFO | OIL |  | 0.00019 | 1.8 | 1 | [6 empty] | 29 | 0 | 29 | 0 | 3 | 0 | 0.047 | 0 | 0.004 | 2.368 | 0.192 | 0.038 | 2.376 | -- | 31.333 |  | 2.667 | 1578.667 | 0.064 | 0.013 | 1583.973 | -- | 3.241 |  | 0.276 | 163.31 | -- | 31.333 |  | 2.667 | 1578.667 | 0.064 | 0.013 | -- | 0.047 | 0 | 0.004 | 2.368 | 0.192 | 0.038 | -- | 29 | 0 | 29 | 0 | EIA | EIA | EIA | EIA | EIA | EIA | n/a | EIA | EIA | 9666.6667 | 0 | 3 | 0 | 0 | 0 | 0 | 0 | 0 | 0 | 0 | 0 | 3 | 0 | 0 | 3 | 0 | 0 | 100 | 0 | 0 | 0 | 0 | 0 | 0 | 0 | 0 | 0 | 100 | 0 | 0 | 100 | 0
6180 | ND | Portable Generator 2 | 59194 | Montana-Dakota Utilities Co | 12199 | Montana-Dakota Utilities Co | 12199 | Midcontinent Independent Transmission System Operator, Inc.. | MISO | MRO | MROW | MRO West | MISO | 38 | 105 | Williams | 48.145 | -103.6375 | 0 |  | DFO | OIL |  | 0.00017 | 2 | 1 | [6 empty] | 36 | 12 | 36 | 12 | 3 | 1 | 0.056 | 0.019 | 0.005 | 2.94 | 0.238 | 0.048 | 2.95 | -- | 37.333 | 38 | 3.333 | 1960 | 0.079 | 0.016 | 1966.587 | -- | 3.111 | 3.167 | 0.278 | 163.333 | -- | 37.333 | 38 | 3.333 | 1960 | 0.079 | 0.016 | -- | 0.056 | 0.019 | 0.005 | 2.94 | 0.238 | 0.048 | -- | 36 | 12 | 36 | 12 | EIA | EIA | EIA | EIA | EIA | EIA | n/a | EIA | EIA | 12000 | 0 | 3 | 0 | 0 | 0 | 0 | 0 | 0 | 0 | 0 | 0 | 3 | 0 | 0 | 3 | 0 | 0 | 100 | 0 | 0 | 0 | 0 | 0 | 0 | 0 | 0 | 0 | 100 | 0 | 0 | 100 | 0
6181 | ND | Portable Generator 3 | 59195 | Montana-Dakota Utilities Co | 12199 | Montana-Dakota Utilities Co | 12199 | Midcontinent Independent Transmission System Operator, Inc.. | MISO | MRO | MROW | MRO West | MISO | 38 | 105 | Williams | 48.145 | -103.6375 | 0 |  | DFO | OIL |  | 0.00017 | 2 | 1 | [6 empty] | 29 | 0 | 29 | 0 | 3 | 0 | 0.047 | 0 | 0.004 | 2.368 | 0.192 | 0.038 | 2.376 | -- | 31.333 |  | 2.667 | 1578.667 | 0.064 | 0.013 | 1583.973 | -- | 3.241 |  | 0.276 | 163.31 | -- | 31.333 |  | 2.667 | 1578.667 | 0.064 | 0.013 | -- | 0.047 | 0 | 0.004 | 2.368 | 0.192 | 0.038 | -- | 29 | 0 | 29 | 0 | EIA | EIA | EIA | EIA | EIA | EIA | n/a | EIA | EIA | 9666.6667 | 0 | 3 | 0 | 0 | 0 | 0 | 0 | 0 | 0 | 0 | 0 | 3 | 0 | 0 | 3 | 0 | 0 | 100 | 0 | 0 | 0 | 0 | 0 | 0 | 0 | 0 | 0 | 100 | 0 | 0 | 100 | 0
7107 | NY | Musgrave East Solar Farm | 61003 | New York State Elec &amp; Gas Corp | 13511 | Artemis Solar LLC | 60643 | New York Independent System Operator | NYIS | NPCC | NYUP | NPCC Upstate NY | NYISO | 36 | 011 | Cayuga | 42.7315 | -76.6637 | 0 |  | SUN | SOLAR |  | 0.00017 | 2 | [9 empty] | 28 | 0 | 3 | 0 |  |  |  | 0 | 0 | 0 | 0 | -- |  |  |  | 0 | 0 | 0 | 0 | -- |  |  |  |  | -- | [6 empty] | -- |  |  |  | 0 | 0 | 0 | -- | 0 | 0 | 28 | 0 |  |  |  | EIA | EIA | EIA | n/a | EIA | EIA |  | 0 | 0 | 0 | 0 | 0 | 0 | 0 | 3 | 0 | 0 | 0 | 0 | 3 | 3 | 0 | 3 | 0 | 0 | 0 | 0 | 0 | 0 | 0 | 100 | 0 | 0 | 0 | 0 | 100 | 100 | 0 | 100
7596 | OK | University of Oklahoma | 50307 | Oklahoma Gas & Electric Co | 14063 | University of Oklahoma | 19533 | Southwest Power Pool | SWPP | SPP | SPSO | SPP South |  | 40 | 027 | Cleveland | 35.2089 | -97.4424 | 4 | 4 | NG | GAS |  | 2e-05 | 18.6 | 1 |  | Yes | 62.4 | 0.164 | 0.17951 |  | 16.1917 | 0 | 16.192 | 0 | 3 | 0 | 0.001 | 0 | 0 | 0.946 | 0.036 | 0.004 | 0.947 | -- | 0.718 |  | 0 | 630.794 | 0.012 | 0.001 | 631.411 | -- | 0.133 |  | 0 | 116.874 | -- | 0.718 |  | 0 | 630.794 | 0.012 | 0.001 | -- | 0.006 | 0 | 0 | 5.271 | 0.198 | 0.02 | -- | 90.2 | 0 | 90.2 | 0 | EIA | EIA | EIA | EIA | EIA | EIA | n/a | EIA | EIA | 5397.23 | 0 | 0 | 3 | 0 | 0 | 0 | 0 | 0 | 0 | 0 | 0 | 3 | 0 | 0 | 3 | 0 | 0 | 0 | 100 | 0 | 0 | 0 | 0 | 0 | 0 | 0 | 0 | 100 | 0 | 0 | 100 | 0
8819 | TX | University of Texas at Dallas | 54607 | Oncor Electric Delivery Company LLC | 44372 | The University of Texas at Dallas | 21622 | Electric Reliability Council of Texas, Inc. | ERCO | TRE | ERCT | ERCOT All | ERCOT | 48 | 085 | Collin | 32.9883 | -96.7489 | 0 |  | NG | GAS |  | 0.0001 | 3.5 | 1 |  | Yes | 59.2 | 0.173 | 0.18739 |  | 15.5537 | 1.4991 | 15.554 | 1.499 | 3 | 0 | 0.004 | 0.002 | 0.002 | 0.909 | 0.09 | 0.017 | 0.913 | -- | 2.624 |  | 1.249 | 606.031 | 0.03 | 0.006 | 608.47 | -- | 0.506 | 2.75 | 0.241 | 116.892 | -- | 2.624 |  | 1.249 | 606.031 | 0.03 | 0.006 | -- | 0.021 | 0.011 | 0.01 | 4.851 | 0.483 | 0.093 | -- | 83 | 8 | 83 | 8 | EIA | EIA | EIA | EIA | EIA | EIA | n/a | EIA | EIA | 5184.5568 | 0 | 2.416 | 0.584 | 0 | 0 | 0 | 0 | 0 | 0 | 0 | 0 | 3 | 0 | 0 | 3 | 0 | 0 | 80.5333 | 19.4667 | 0 | 0 | 0 | 0 | 0 | 0 | 0 | 0 | 100 | 0 | 0 | 100 | 0
8961 | UT | Tooele Army Depot | 59817 | PacifiCorp | 14354 | Tooele Army Depot | 59598 | PacifiCorp - East | PACE | WECC | NWPP | WECC Northwest |  | 49 | 045 | Tooele | 40.503 | -112.3706 | 0 |  | WND | WIND |  | 0.00011 | 3.2 | [9 empty] | 27 | 13 | 3 | 1 |  |  |  | 0 | 0 | 0 | 0 | -- |  |  |  | 0 | 0 | 0 | 0 | -- |  |  |  |  | -- | [6 empty] | -- |  |  |  | 0 | 0 | 0 | -- | 0 | 0 | 27 | 13 |  |  |  | EIA | EIA | EIA | n/a | EIA | EIA |  | 0 | 0 | 0 | 0 | 0 | 0 | 3 | 0 | 0 | 0 | 0 | 0 | 3 | 3 | 0 | 3 | 0 | 0 | 0 | 0 | 0 | 0 | 100 | 0 | 0 | 0 | 0 | 0 | 100 | 100 | 0 | 100
2772 | IA | Alliant SBD 9302 Aegon NP | 54967 | Interstate Power and Light Co | 9417 | Industrial Energy Applications Inc | 361 | Midcontinent Independent Transmission System Operator, Inc.. | MISO | MRO | MROW | MRO West | MISO | 19 | 113 | Linn | 42.0264 | -91.7042 | 0 |  | DFO | OIL |  | 0.00028 | 1.2 | 1 | [6 empty] | 53 | 0 | 53 | 0 | 2.94 | 0 | 0.084 | 0 | 0.008 | 4.328 | 0.351 | 0.07 | 4.343 | -- | 57.143 |  | 5.442 | 2944.218 | 0.119 | 0.024 | 2954.114 | -- | 3.17 |  | 0.302 | 163.321 | -- | 57.143 |  | 5.442 | 2944.218 | 0.119 | 0.024 | -- | 0.084 | 0 | 0.008 | 4.328 | 0.351 | 0.07 | -- | 53 | 0 | 53 | 0 | EIA | EIA | EIA | EIA | EIA | EIA | n/a | EIA | EIA | 18027.2109 | 0 | 2.94 | 0 | 0 | 0 | 0 | 0 | 0 | 0 | 0 | 0 | 2.94 | 0 | 0 | 2.94 | 0 | 0 | 100 | 0 | 0 | 0 | 0 | 0 | 0 | 0 | 0 | 0 | 100 | 0 | 0 | 100 | 0
6213 | NE | Chappell | 2230 | City of Chappell - (NE) | 3373 | City of Chappell - (NE) | 3373 | Southwest Power Pool | SWPP | MRO | MROW | MRO West |  | 31 | 049 | Deuel | 41.0926 | -102.4715 | 0 |  | DFO | OIL |  | 0.00018 | 1.3 | 1 | [6 empty] | 40 | 0 | 40 | 0 | 2 | 0 | 0.065 | 0 | 0.006 | 3.267 | 0.265 | 0.053 | 3.278 | -- | 65 |  | 6 | 3267 | 0.132 | 0.026 | 3277.979 | -- | 3.25 |  | 0.3 | 163.35 | -- | 65 |  | 6 | 3267 | 0.132 | 0.026 | -- | 0.065 | 0 | 0.006 | 3.267 | 0.265 | 0.053 | -- | 40 | 0 | 40 | 0 | EIA | EIA | EIA | EIA | EIA | EIA | n/a | EIA | EIA | 20000 | 0 | 2 | 0 | 0 | 0 | 0 | 0 | 0 | 0 | 0 | 0 | 2 | 0 | 0 | 2 | 0 | 0 | 100 | 0 | 0 | 0 | 0 | 0 | 0 | 0 | 0 | 0 | 100 | 0 | 0 | 100 | 0
6214 | NE | City Light & Water | 7481 | WAPA-- Western Area Power Administration | 27000 | City of Blue Hill - (NE) | 20848 | Southwest Power Pool | SWPP | MRO | MROW | MRO West |  | 31 | 181 | Webster | 40.328 | -98.4503 | 0 |  | DFO | OIL |  | 0.00018 | 1.3 | 1 | [6 empty] | 53 | 29 | 53 | 29 | 2 | 1 | 0.084 | 0.046 | 0.007 | 4.328 | 0.351 | 0.07 | 4.343 | -- | 84 | 92 | 7 | 4328 | 0.175 | 0.035 | 4342.547 | -- | 3.17 | 3.172 | 0.264 | 163.321 | -- | 84 | 92 | 7 | 4328 | 0.175 | 0.035 | -- | 0.084 | 0.046 | 0.007 | 4.328 | 0.351 | 0.07 | -- | 53 | 29 | 53 | 29 | EIA | EIA | EIA | EIA | EIA | EIA | n/a | EIA | EIA | 26500 | 0 | 2 | 0 | 0 | 0 | 0 | 0 | 0 | 0 | 0 | 0 | 2 | 0 | 0 | 2 | 0 | 0 | 100 | 0 | 0 | 0 | 0 | 0 | 0 | 0 | 0 | 0 | 100 | 0 | 0 | 100 | 0
6431 | NJ | Deutsche Bank- Piscataway Solar | 60803 | Public Service Elec & Gas Co | 15477 | Deutsche Bank | 60960 | PJM Interconnection, LLC | PJM | RFC | RFCE | RFC East | PJM | 34 | 023 | Middlesex | 40.5458 | -74.4964 | 0 |  | SUN | SOLAR |  | 0.00023 | 1 | [9 empty] | 18 | 9 | 2 | 1 |  |  |  | 0 | 0 | 0 | 0 | -- |  |  |  | 0 | 0 | 0 | 0 | -- |  |  |  |  | -- | [6 empty] | -- |  |  |  | 0 | 0 | 0 | -- | 0 | 0 | 18 | 9 |  |  |  | EIA | EIA | EIA | n/a | EIA | EIA |  | 0 | 0 | 0 | 0 | 0 | 0 | 0 | 2 | 0 | 0 | 0 | 0 | 2 | 2 | 0 | 2 | 0 | 0 | 0 | 0 | 0 | 0 | 0 | 100 | 0 | 0 | 0 | 0 | 100 | 100 | 0 | 100
6589 | NJ | Sabert Solar | 60810 | Jersey Central Power & Lt Co | 9726 | Sabert Corporation | 61023 | PJM Interconnection, LLC | PJM | RFC | RFCE | RFC East | PJM | 34 | 023 | Middlesex | 40.4755 | -74.3209 | 0 |  | SUN | SOLAR |  | 0.00013 | 1.8 | [9 empty] | 18 | 9 | 2 | 1 |  |  |  | 0 | 0 | 0 | 0 | -- |  |  |  | 0 | 0 | 0 | 0 | -- |  |  |  |  | -- | [6 empty] | -- |  |  |  | 0 | 0 | 0 | -- | 0 | 0 | 18 | 9 |  |  |  | EIA | EIA | EIA | n/a | EIA | EIA |  | 0 | 0 | 0 | 0 | 0 | 0 | 0 | 2 | 0 | 0 | 0 | 0 | 2 | 2 | 0 | 2 | 0 | 0 | 0 | 0 | 0 | 0 | 0 | 100 | 0 | 0 | 0 | 0 | 100 | 100 | 0 | 100
7464 | OH | ST-1/1A Engine No 1 | 56422 | City of Columbus - (OH) | 4065 | City of Columbus - (OH) | 4065 | PJM Interconnection, LLC | PJM | RFC | RFCW | RFC West | PJM | 39 | 049 | Franklin | 39.95 | -83.0158 | 0 |  | DFO | OIL |  | 0.00017 | 1.3 | 1 | [6 empty] | 90 | 36 | 90 | 36 | 1.96 | 0.802 | 0.14 | 0.056 | 0.013 | 7.35 | 0.595 | 0.119 | 7.375 | -- | 142.857 | 139.651 | 13.265 | 7500 | 0.304 | 0.061 | 7525.207 | -- | 3.111 | 3.111 | 0.289 | 163.333 | -- | 142.857 | 139.651 | 13.265 | 7500 | 0.304 | 0.061 | -- | 0.14 | 0.056 | 0.013 | 7.35 | 0.595 | 0.119 | -- | 90 | 36 | 90 | 36 | EIA | EIA | EIA | EIA | EIA | EIA | n/a | EIA | EIA | 45918.3673 | 0 | 1.96 | 0 | 0 | 0 | 0 | 0 | 0 | 0 | 0 | 0 | 1.96 | 0 | 0 | 1.96 | 0 | 0 | 100 | 0 | 0 | 0 | 0 | 0 | 0 | 0 | 0 | 0 | 100 | 0 | 0 | 100 | 0
1734 | CA | Springs Generating Station | 56144 | City of Riverside - (CA) | 16088 | City of Riverside - (CA) | 16088 | California Independent System Operator | CISO | WECC | CAMX | WECC California | CAISO | 06 | 065 | Riverside | 33.9308 | -117.2933 | 0 |  | NG | GAS |  | 0 | 40 | 1 | [6 empty] | 82 | 39 | 82 | 39 | 1 | 0 | 0.012 | 0.008 | 0 | 4.792 | 0.181 | 0.018 | 4.797 | -- | 24 |  | 0 | 9584 | 0.181 | 0.018 | 9593.401 | -- | 0.293 | 0.41 | 0 | 116.878 | -- | 24 |  | 0 | 9584 | 0.181 | 0.018 | -- | 0.012 | 0.008 | 0 | 4.792 | 0.181 | 0.018 | -- | 82 | 39 | 82 | 39 | EIA | EIA | EIA | EIA | EIA | EIA | n/a | EIA | EIA | 82000 | 0 | 0 | 1 | 0 | 0 | 0 | 0 | 0 | 0 | 0 | 0 | 1 | 0 | 0 | 1 | 0 | 0 | 0 | 100 | 0 | 0 | 0 | 0 | 0 | 0 | 0 | 0 | 100 | 0 | 0 | 100 | 0
2941 | IA | Preston (IA) | 1176 | City of Preston | 15349 | City of Preston | 15349 | Midcontinent Independent Transmission System Operator, Inc.. | MISO | MRO | MROW | MRO West | MISO | 19 | 097 | Jackson | 42.0507 | -90.3942 | 0 |  | NG | GAS |  | 4e-05 | 3.2 | 1 | [6 empty] | 37 | 0 | 37 | 0 | 1 | 0 | 0.057 | 0 | 0.006 | 2.538 | 0.24 | 0.048 | 2.548 | -- | 114 |  | 12 | 5076 | 0.24 | 0.048 | 5095.877 | -- | 3.081 |  | 0.324 | 137.189 | -- | 114 |  | 12 | 5076 | 0.24 | 0.048 | -- | 0.057 | 0 | 0.006 | 2.538 | 0.24 | 0.048 | -- | 37 | 0 | 37 | 0 | EIA | EIA | EIA | EIA | EIA | EIA | n/a | EIA | EIA | 37000 | 0 | 0.973 | 0.027 | 0 | 0 | 0 | 0 | 0 | 0 | 0 | 0 | 1 | 0 | 0 | 1 | 0 | 0 | 97.3 | 2.7 | 0 | 0 | 0 | 0 | 0 | 0 | 0 | 0 | 100 | 0 | 0 | 100 | 0
3389 | IL | Thornridge High School | 55005 | Commonwealth Edison Co | 4110 | Thorton Township School Dist | 18850 | PJM Interconnection, LLC | PJM | RFC | RFCW | RFC West | PJM | 17 | 031 | Cook | 41.6225 | -87.5978 | 0 |  | NG | GAS |  | 0.00011 | 1 | 1 |  | Yes | 0 |  | 1 |  | 77 | 40 | 77 | 40 | 1 | 1 | 0.106 | 0.056 | 0 | 4.5 | 0.17 | 0.017 | 4.504 | -- | 212 | 112 | 0 | 9000 | 0.17 | 0.017 | 9008.827 | -- | 2.753 | 2.8 | 0 | 116.883 | -- | 212 | 112 | 0 | 9000 | 0.17 | 0.017 | -- | 0.106 | 0.056 | 0 | 4.5 | 0.17 | 0.017 | -- | 77 | 40 | 77 | 40 | EIA | EIA | EIA | EIA | EIA | EIA | n/a | EIA | EIA | 77000 | 0 | 0 | 1 | 0 | 0 | 0 | 0 | 0 | 0 | 0 | 0 | 1 | 0 | 0 | 1 | 0 | 0 | 0 | 100 | 0 | 0 | 0 | 0 | 0 | 0 | 0 | 0 | 100 | 0 | 0 | 100 | 0
3520 | IN | Miami Wabash | 1006 | Duke Energy Indiana Inc | 15470 | Duke Energy Indiana, LLC | 15470 | Midcontinent Independent Transmission System Operator, Inc.. | MISO | RFC | RFCW | RFC West | MISO | 18 | 169 | Wabash | 40.7884 | -85.8178 | 0 |  | DFO | OIL |  | 0 | 104.6 | 1 | [6 empty] | 2001 | 574.999 | 2001 | 574.999 | 1 | 17.999 | 0.891 | 0.255 | 0.273 | 163.409 | 13.234 | 2.647 | 163.958 | -- | 1782 | 28.335 | 546 | 326818 | 13.234 | 2.647 | 327916.452 | -- | 0.891 | 0.887 | 0.273 | 163.327 | -- | 1782 | 28.335 | 546 | 326818 | 13.234 | 2.647 | -- | 0.891 | 0.255 | 0.273 | 163.409 | 13.234 | 2.647 | -- | 2001 | 574.999 | 2001 | 574.999 | EIA | EIA | EIA | EIA | EIA | EIA | n/a | EIA | EIA | 2001000 | 0 | 1 | 0 | 0 | 0 | 0 | 0 | 0 | 0 | 0 | 0 | 1 | 0 | 0 | 1 | 0 | 0 | 100 | 0 | 0 | 0 | 0 | 0 | 0 | 0 | 0 | 0 | 100 | 0 | 0 | 100 | 0
3623 | KS | East Kansas Agri-Energy, LLC | 59383 | Kansas City Power & Light Co | 10000 | East Kansas Agri-Energy, LLC | 59160 | Southwest Power Pool | SWPP | SPP | SPNO | SPP North |  | 20 | 003 | Anderson | 38.2725 | -95.2403 | 0 |  | WH | OTHF |  | 6e-05 | 2 | 1 | [8 empty] | 12 | 5 | 1 | 0 |  |  |  | 0 | 0 | 0 | 0 | -- |  |  |  | 0 | 0 | 0 | 0 | -- |  |  |  |  | -- |  |  |  | 0 | 0 | 0 | -- |  |  |  | 0 | 0 | 0 | -- | 0 | 0 | 12 | 5 |  |  |  | EIA | EIA | EIA | n/a | EIA | EIA |  | 0 | 0 | 0 | 0 | 0 | 0 | 0 | 0 | 0 | 0 | 1 | 1 | 0 | 0 | 1 | 0 | 0 | 0 | 0 | 0 | 0 | 0 | 0 | 0 | 0 | 0 | 100 | 100 | 0 | 0 | 100 | 0
4523 | MI | Dafter | 1868 | American Transmission Co | 659 | Cloverland Electric Co-op | 3828 | Midcontinent Independent Transmission System Operator, Inc.. | MISO | RFC | RFCW | RFC West | MISO | 26 | 033 | Chippewa | 46.3744 | -84.4172 | 0 |  | DFO | OIL |  | 1e-05 | 9 | 1 | [6 empty] | 3571 | 1823 | 3571 | 1823 | 1 | 1 | 5.368 | 2.742 | 0.518 | 291.618 | 23.618 | 4.724 | 292.598 | -- | 10736 | 5484 | 1036 | 583236 | 23.618 | 4.724 | 585196.306 | -- | 3.006 | 3.008 | 0.29 | 163.326 | -- | 10736 | 5484 | 1036 | 583236 | 23.618 | 4.724 | -- | 5.368 | 2.742 | 0.518 | 291.618 | 23.618 | 4.724 | -- | 3571 | 1823 | 3571 | 1823 | EIA | EIA | EIA | EIA | EIA | EIA | n/a | EIA | EIA | 3571000 | 0 | 1 | 0 | 0 | 0 | 0 | 0 | 0 | 0 | 0 | 0 | 1 | 0 | 0 | 1 | 0 | 0 | 100 | 0 | 0 | 0 | 0 | 0 | 0 | 0 | 0 | 0 | 100 | 0 | 0 | 100 | 0
5425 | NC | Benthall Bridge PV 1 | 59515 | Virginia Electric & Power Co | 19876 | Ecoplexus, Inc | 58970 | PJM Interconnection, LLC | PJM | SERC | SRVC | SERC Virginia/Carolina | PJM | 37 | 091 | Hertford | 36.42 | -77.1003 | 0 |  | SUN | SOLAR |  | 2e-05 | 5 | [9 empty] | 9 | 0 | 1 | 0 |  |  |  | 0 | 0 | 0 | 0 | -- |  |  |  | 0 | 0 | 0 | 0 | -- |  |  |  |  | -- | [6 empty] | -- |  |  |  | 0 | 0 | 0 | -- | 0 | 0 | 9 | 0 |  |  |  | EIA | EIA | EIA | n/a | EIA | EIA |  | 0 | 0 | 0 | 0 | 0 | 0 | 0 | 1 | 0 | 0 | 0 | 0 | 1 | 1 | 0 | 1 | 0 | 0 | 0 | 0 | 0 | 0 | 0 | 100 | 0 | 0 | 0 | 0 | 100 | 100 | 0 | 100
6299 | NE | Wilber | 2315 | Norris Public Power District | 13664 | City of Wilber | 20632 | Southwest Power Pool | SWPP | MRO | MROW | MRO West |  | 31 | 151 | Saline | 40.4797 | -96.9604 | 0 |  | DFO | OIL |  | 3e-05 | 3.6 | 1 | [6 empty] | 161 | 98 | 161 | 98 | 1 | 1 | 0.261 | 0.158 | 0.023 | 13.147 | 1.065 | 0.213 | 13.191 | -- | 522 | 316 | 46 | 26294 | 1.065 | 0.213 | 26382.381 | -- | 3.242 | 3.224 | 0.286 | 163.317 | -- | 522 | 316 | 46 | 26294 | 1.065 | 0.213 | -- | 0.261 | 0.158 | 0.023 | 13.147 | 1.065 | 0.213 | -- | 161 | 98 | 161 | 98 | EIA | EIA | EIA | EIA | EIA | EIA | n/a | EIA | EIA | 161000 | 0 | 1 | 0 | 0 | 0 | 0 | 0 | 0 | 0 | 0 | 0 | 1 | 0 | 0 | 1 | 0 | 0 | 100 | 0 | 0 | 0 | 0 | 0 | 0 | 0 | 0 | 0 | 100 | 0 | 0 | 100 | 0
9490 | WI | Marathon Electric | 50990 | Wisconsin Public Service Corp | 20860 | Marathon Electric Mfg Corp | 11637 | Midcontinent Independent Transmission System Operator, Inc.. | MISO | MRO | MROE | MRO East | MISO | 55 | 073 | Marathon | 44.9783 | -89.6328 | 0 |  | DFO | OIL |  | 3e-05 | 3.3 | 1 | [6 empty] | 12 | 0 | 12 | 0 | 1 | 0 | 0.018 | 0 | 0.002 | 0.98 | 0.079 | 0.016 | 0.983 | -- | 36 |  | 4 | 1960 | 0.079 | 0.016 | 1966.587 | -- | 3 |  | 0.333 | 163.333 | -- | 36 |  | 4 | 1960 | 0.079 | 0.016 | -- | 0.018 | 0 | 0.002 | 0.98 | 0.079 | 0.016 | -- | 12 | 0 | 12 | 0 | EIA | EIA | EIA | EIA | EIA | EIA | n/a | EIA | EIA | 12000 | 0 | 1 | 0 | 0 | 0 | 0 | 0 | 0 | 0 | 0 | 0 | 1 | 0 | 0 | 1 | 0 | 0 | 100 | 0 | 0 | 0 | 0 | 0 | 0 | 0 | 0 | 0 | 100 | 0 | 0 | 100 | 0
7829 | PA | CASD Solar | 57668 | PPL Electric Utilities Corp | 14715 | Carlisle Area School District | 56994 | PJM Interconnection, LLC | PJM | RFC | RFCE | RFC East | PJM | 42 | 041 | Cumberland | 40.2142 | -77.2061 | 0 |  | SUN | SOLAR |  | 9e-05 | 1.3 | [9 empty] | 11 | 5 | 0.99 | 0.487 |  |  |  | 0 | 0 | 0 | 0 | -- |  |  |  | 0 | 0 | 0 | 0 | -- |  |  |  |  | -- | [6 empty] | -- |  |  |  | 0 | 0 | 0 | -- | 0 | 0 | 11 | 5 |  |  |  | EIA | EIA | EIA | n/a | EIA | EIA |  | 0 | 0 | 0 | 0 | 0 | 0 | 0 | 0.99 | 0 | 0 | 0 | 0 | 0.99 | 0.99 | 0 | 0.99 | 0 | 0 | 0 | 0 | 0 | 0 | 0 | 100 | 0 | 0 | 0 | 0 | 100 | 100 | 0 | 100
2778 | IA | Alliant SBD 9901 Wells Fargo | 56074 | Interstate Power and Light Co | 9417 | Industrial Energy Applications Inc | 361 | Midcontinent Independent Transmission System Operator, Inc.. | MISO | MRO | MROW | MRO West | MISO | 19 | 113 | Linn | 41.9244 | -91.6385 | 0 |  | DFO | OIL |  | 0.0001 | 1.1 | 1 | [6 empty] | 18 | 0 | 18 | 0 | 0.98 | 0 | 0.028 | 0 | 0.003 | 1.47 | 0.119 | 0.024 | 1.475 | -- | 57.143 |  | 6.122 | 3000 | 0.121 | 0.024 | 3010.083 | -- | 3.111 |  | 0.333 | 163.333 | -- | 57.143 |  | 6.122 | 3000 | 0.121 | 0.024 | -- | 0.028 | 0 | 0.003 | 1.47 | 0.119 | 0.024 | -- | 18 | 0 | 18 | 0 | EIA | EIA | EIA | EIA | EIA | EIA | n/a | EIA | EIA | 18367.3469 | 0 | 0.98 | 0 | 0 | 0 | 0 | 0 | 0 | 0 | 0 | 0 | 0.98 | 0 | 0 | 0.98 | 0 | 0 | 100 | 0 | 0 | 0 | 0 | 0 | 0 | 0 | 0 | 0 | 100 | 0 | 0 | 100 | 0
36 | AK | ESS Battery | 58405 | Kodiak Electric Assn Inc | 10433 | Kodiak Electric Assn Inc | 10433 | Alaska Miscellaneous | NA | ASCC | AKMS | ASCC Miscellaneous |  | 02 | 150 | Kodiak Island | 57.7992 | -152.4042 | 0 |  | MWH | OTHF |  | 0 | 3 | [11 empty] | 0 | 0 | [7 empty] | -- | [7 empty] | -- |  |  |  |  | -- | [6 empty] | -- | [6 empty] | -- | [10 empty] | n/a |  |  |  | 0 | 0 | 0 | 0 | 0 | 0 | 0 | 0 | 0 | 0 | 0 | 0 | 0 | 0 | 0 | 0
41 | AK | Flywheel Energy Storage System | 60563 | Kodiak Electric Assn Inc | 10433 | Kodiak Electric Assn Inc | 10433 | Alaska Miscellaneous | NA | NA | AKMS | ASCC Miscellaneous |  | 02 | 150 | Kodiak Island | 57.7801 | -152.4438 | 0 |  | MWH | OTHF |  | 0 | 2 | [11 empty] | 0 | 0 | [7 empty] | -- | [7 empty] | -- |  |  |  |  | -- | [6 empty] | -- | [6 empty] | -- | [10 empty] | n/a |  |  |  | 0 | 0 | 0 | 0 | 0 | 0 | 0 | 0 | 0 | 0 | 0 | 0 | 0 | 0 | 0 | 0
70 | AK | Kodiak | 6281 | Kodiak Electric Assn Inc | 10433 | Kodiak Electric Assn Inc | 10433 | Alaska Miscellaneous | NA | ASCC | AKMS | ASCC Miscellaneous |  | 02 | 150 | Kodiak Island | 57.79 | -152.397 | 0 |  | DFO | OIL |  | 0 | 37.3 | 1 | [10 empty] | 0 | 0 | [7 empty] | -- | [7 empty] | -- |  |  |  |  | -- | [6 empty] | -- | [6 empty] | -- | [10 empty] | n/a |  |  |  | 0 | 0 | 0 | 0 | 0 | 0 | 0 | 0 | 0 | 0 | 0 | 0 | 0 | 0 | 0 | 0
96 | AK | Nymans Plant | 7723 | Kodiak Electric Assn Inc | 10433 | Kodiak Electric Assn Inc | 10433 | Alaska Miscellaneous | NA | ASCC | AKMS | ASCC Miscellaneous |  | 02 | 150 | Kodiak Island | 57.7316 | -152.507 | 0 |  | DFO | OIL |  | 0 | 10 | 1 | [10 empty] | 0 | 0 | [7 empty] | -- | [7 empty] | -- |  |  |  |  | -- | [6 empty] | -- | [6 empty] | -- | [10 empty] | n/a |  |  |  | 0 | 0 | 0 | 0 | 0 | 0 | 0 | 0 | 0 | 0 | 0 | 0 | 0 | 0 | 0 | 0
102 | AK | Port Lions | 6282 | Kodiak Electric Assn Inc | 10433 | Kodiak Electric Assn Inc | 10433 | Alaska Miscellaneous | NA | ASCC | AKMS | ASCC Miscellaneous |  | 02 | 150 | Kodiak Island | 57.8648 | -152.8554 | 0 |  | DFO | OIL |  | 0 | 1 | 1 | [10 empty] | 0 | 0 | [7 empty] | -- | [7 empty] | -- |  |  |  |  | -- | [6 empty] | -- | [6 empty] | -- | [10 empty] | n/a |  |  |  | 0 | 0 | 0 | 0 | 0 | 0 | 0 | 0 | 0 | 0 | 0 | 0 | 0 | 0 | 0 | 0
126 | AK | Swampy Acres | 60250 | Kodiak Electric Assn Inc | 10433 | Kodiak Electric Assn Inc | 10433 | Alaska Miscellaneous | NA | NA | AKMS | ASCC Miscellaneous |  | 02 | 150 | Kodiak Island | 57.7756 | -152.4803 | 0 |  | DFO | OIL |  | 0 | 8.4 | 1 | [10 empty] | 0 | 0 | [7 empty] | -- | [7 empty] | -- |  |  |  |  | -- | [6 empty] | -- | [6 empty] | -- | [10 empty] | n/a |  |  |  | 0 | 0 | 0 | 0 | 0 | 0 | 0 | 0 | 0 | 0 | 0 | 0 | 0 | 0 | 0 | 0
133 | AK | TNSG South Plant | 58117 | TDX North Slope Generating Co | 19277 | TDX North Slope Generating Inc. | 57494 | Alaska Miscellaneous | NA | ASCC | AKMS | ASCC Miscellaneous |  | 02 | 185 | North Slope | 70.2 | -148.4667 | 0 |  | NG | GAS |  | 0 | 8.4 | 1 | [10 empty] | 0 | 0 | [7 empty] | -- | [7 empty] | -- |  |  |  |  | -- | [6 empty] | -- | [6 empty] | -- | [10 empty] | n/a |  |  |  | 0 | 0 | 0 | 0 | 0 | 0 | 0 | 0 | 0 | 0 | 0 | 0 | 0 | 0 | 0 | 0
154 | AL | Albertville | 7924 | Tennessee Valley Authority | 18642 | Albertville Municipal Utilities Board | 241 | Tennessee Valley Authority | TVA | SERC | SRTV | SERC Tennessee Valley |  | 01 | 095 | Marshall | 34.3634 | -86.2239 | 0 |  | DFO | OIL |  | 0 | 4 | 1 | [10 empty] | 0 | 0 | [7 empty] | -- | [7 empty] | -- |  |  |  |  | -- | [6 empty] | -- | [6 empty] | -- | [10 empty] | n/a |  |  |  | 0 | 0 | 0 | 0 | 0 | 0 | 0 | 0 | 0 | 0 | 0 | 0 | 0 | 0 | 0 | 0
197 | AL | Langdale | 711 | Georgia Power Co | 7140 | Georgia Power Co | 7140 | Southern Company Services, Inc. - Trans | SOCO | SERC | SRSO | SERC South |  | 01 | 017 | Chambers | 32.8138 | -85.1678 | 0 |  | WAT | HYDRO |  | 0 | 1 | [11 empty] | 0 | 0 | [7 empty] | -- | [7 empty] | -- |  |  |  |  | -- | [6 empty] | -- | [6 empty] | -- | 0 | 0 | [8 empty] | n/a |  |  |  | 0 | 0 | 0 | 0 | 0 | 0 | 0 | 0 | 0 | 0 | 0 | 0 | 0 | 0 | 0 | 0
221 | AL | US Steel (Fairfield Works) | 50730 | Alabama Power Co | 195 | United States Steel Corporation | 19370 | Southern Company Services, Inc. - Trans | SOCO | SERC | SRSO | SERC South |  | 01 | 073 | Jefferson | 33.4885 | -86.9212 | 4 |  | PRG | OTHF |  | 0 | 82 | 1 | [10 empty] | 0 | 0 | [7 empty] | -- | [7 empty] | -- |  |  |  |  | -- | [6 empty] | -- | [6 empty] | -- | [10 empty] | n/a | EPA/CAMD |  |  | 0 | 0 | 0 | 0 | 0 | 0 | 0 | 0 | 0 | 0 | 0 | 0 | 0 | 0 | 0 | 0
264 | AR | Lee Creek Water Treatment Facility | 54283 | Arkansas Valley Elec Coop Corp | 817 | Fort Smith City of | 31518 | Midcontinent Independent Transmission System Operator, Inc.. | MISO | SPP | SRMV | SERC Mississippi Valley | MISO | 05 | 033 | Crawford | 35.4845 | -94.3929 | 0 |  | WAT | HYDRO |  | 0 | 1.3 | [11 empty] | 0 | 0 | [7 empty] | -- | [7 empty] | -- |  |  |  |  | -- | [6 empty] | -- | [6 empty] | -- | 0 | 0 | [8 empty] | n/a |  |  |  | 0 | 0 | 0 | 0 | 0 | 0 | 0 | 0 | 0 | 0 | 0 | 0 | 0 | 0 | 0 | 0
265 | AR | Mabelvale | 171 | Entergy Arkansas Inc | 814 | Entergy Arkansas Inc | 814 | Midcontinent Independent Transmission System Operator, Inc.. | MISO | SERC | SRMV | SERC Mississippi Valley | MISO | 05 | 119 | Pulaski | 34.636 | -92.4096 | 0 |  | NG | GAS |  | 0 | 78 | 1 | [10 empty] | 0 | 0 | [7 empty] | -- | [7 empty] | -- |  |  |  |  | -- | [6 empty] | -- | [6 empty] | -- | [10 empty] | n/a |  |  |  | 0 | 0 | 0 | 0 | 0 | 0 | 0 | 0 | 0 | 0 | 0 | 0 | 0 | 0 | 0 | 0
268 | AR | Municipal Light | 193 | Southwestern Power Administration | 17716 | City of Piggott - (AR) | 15043 | Southwestern Power Administration | SPA | SPP | SPSO | SPP South | SPP | 05 | 021 | Clay | 36.3858 | -90.1867 | 0 |  | DFO | OIL |  | 0 | 7.2 | 1 | [10 empty] | 0 | 0 | [7 empty] | -- | [7 empty] | -- |  |  |  |  | -- | [6 empty] | -- | [6 empty] | -- | [10 empty] | n/a |  |  |  | 0 | 0 | 0 | 0 | 0 | 0 | 0 | 0 | 0 | 0 | 0 | 0 | 0 | 0 | 0 | 0
272 | AR | Osceola (AR) | 172 | Entergy Arkansas Inc | 814 | City of Osceola - (AR) | 14216 | Midcontinent Independent Transmission System Operator, Inc.. | MISO | SPP | SRMV | SERC Mississippi Valley | MISO | 05 | 093 | Mississippi | 35.6893 | -89.994 | 0 |  | DFO | OIL |  | 0 | 9.6 | 1 | [10 empty] | 0 | 0 | [7 empty] | -- | [7 empty] | -- |  |  |  |  | -- | [6 empty] | -- | [6 empty] | -- | [10 empty] | n/a |  |  |  | 0 | 0 | 0 | 0 | 0 | 0 | 0 | 0 | 0 | 0 | 0 | 0 | 0 | 0 | 0 | 0
291 | AR | Warren Lumber Mill | 50640 | Entergy Arkansas Inc | 814 | Potlatch Land and Lumber LLC | 15262 | Midcontinent Independent Transmission System Operator, Inc.. | MISO | SERC | SRMV | SERC Mississippi Valley | MISO | 05 | 011 | Bradley | 33.6206 | -92.0789 | 1 | 1 | WDS | BIOMASS |  | 0 | 15 | 1 |  | Yes | 0 |  | 1 |  | 0 | 0 | 0 | 0 | 0 | 0 |  |  | 0 | 0 | 0 | 0 | 0 | -- | [7 empty] | -- |  |  |  |  | -- | [6 empty] | -- |  |  | 0 | 0 | 0 | 0 | -- | 0 | 0 | 0 | 0 |  |  | EIA | EIA | EIA | EIA | n/a | EIA | EIA |  | 0 | 0 | 0 | 0 | 0 | 0 | 0 | 0 | 0 | 0 | 0 | 0 | 0 | 0 | 0 | 0
378 | AZ | Mesa Solar Array | 58466 | Salt River Project | 16572 | Apple, Inc | 57369 | Salt River Project | SRP | WECC | AZNM | WECC Southwest |  | 04 | 013 | Maricopa | 33.3469 | -111.6031 | 0 |  | SUN | SOLAR |  | 0 | 4 | [11 empty] | 0 | 0 | [7 empty] | -- | [7 empty] | -- |  |  |  |  | -- | [6 empty] | -- | [6 empty] | -- | 0 | 0 | [8 empty] | n/a |  |  |  | 0 | 0 | 0 | 0 | 0 | 0 | 0 | 0 | 0 | 0 | 0 | 0 | 0 | 0 | 0 | 0
418 | AZ | South Consolidated | 100 | Salt River Project | 16572 | Salt River Project | 16572 | Salt River Project | SRP | WECC | AZNM | WECC Southwest |  | 04 | 013 | Maricopa | 33.4665 | -111.7811 | 0 |  | WAT | HYDRO |  | 0 | 1.4 | [11 empty] | 0 | 0 | [7 empty] | -- | [7 empty] | -- |  |  |  |  | -- | [6 empty] | -- | [6 empty] | -- | 0 | 0 | [8 empty] | n/a |  |  |  | 0 | 0 | 0 | 0 | 0 | 0 | 0 | 0 | 0 | 0 | 0 | 0 | 0 | 0 | 0 | 0
497 | CA | Amedee Geothermal Venture I | 50964 | Pacific Gas & Electric Co | 14328 | Amedee Gethrm Venture I LP | 472 | California Independent System Operator | CISO | WECC | CAMX | WECC California | CAISO | 06 | 035 | Lassen | 40.3008 | -120.105 | 0 |  | GEO | GEOTHERMAL |  | 0 | 3 | [11 empty] | 0 | 0 | [7 empty] | -- | [7 empty] | -- |  |  |  |  | -- | [6 empty] | -- | [6 empty] | -- | 0 | 0 | [8 empty] | n/a |  |  |  | 0 | 0 | 0 | 0 | 0 | 0 | 0 | 0 | 0 | 0 | 0 | 0 | 0 | 0 | 0 | 0
533 | CA | AVS Lancaster 1 | 60085 | Southern California Edison Co | 17609 | Tesla Inc. | 60947 | California Independent System Operator | CISO | WECC | CAMX | WECC California | CAISO | 06 | 037 | Los Angeles | 34.7489 | -117.9736 | 0 |  | SUN | SOLAR |  | 0 | 3.7 | [11 empty] | 0 | 0 | [7 empty] | -- | [7 empty] | -- |  |  |  |  | -- | [6 empty] | -- | [6 empty] | -- | 0 | 0 | [8 empty] | n/a |  |  |  | 0 | 0 | 0 | 0 | 0 | 0 | 0 | 0 | 0 | 0 | 0 | 0 | 0 | 0 | 0 | 0
534 | CA | Azusa | 6449 | Southern California Edison Co | 17609 | City of Pasadena - (CA) | 14534 | California Independent System Operator | CISO | WECC | CAMX | WECC California | CAISO | 06 | 037 | Los Angeles | 34.1548 | -117.9093 | 0 |  | WAT | HYDRO |  | 0 | 3 | [11 empty] | 0 | 0 | [7 empty] | -- | [7 empty] | -- |  |  |  |  | -- | [6 empty] | -- | [6 empty] | -- | 0 | 0 | [8 empty] | n/a |  |  |  | 0 | 0 | 0 | 0 | 0 | 0 | 0 | 0 | 0 | 0 | 0 | 0 | 0 | 0 | 0 | 0
595 | CA | Bottle Rock Power | 902 | Pacific Gas & Electric Co | 14328 | Bottle Rock Power LLC | 56589 | California Independent System Operator | CISO | WECC | CAMX | WECC California | CAISO | 06 | 033 | Lake | 38.8348 | -122.7677 | 0 |  | GEO | GEOTHERMAL |  | 0 | 55 | [11 empty] | 0 | 0 | [7 empty] | -- | [7 empty] | -- |  |  |  |  | -- | [6 empty] | -- | [6 empty] | -- | 0 | 0 | [8 empty] | n/a |  |  |  | 0 | 0 | 0 | 0 | 0 | 0 | 0 | 0 | 0 | 0 | 0 | 0 | 0 | 0 | 0 | 0
599 | CA | BP Carson Refinery | 50540 | Southern California Edison Co | 17609 | Tesoro Carson Refinery | 2696 | California Independent System Operator | CISO | WECC | CAMX | WECC California | CAISO | 06 | 037 | Los Angeles | 33.8153 | -118.2358 | 0 |  | OG | OFSL |  | 0 | 13.5 | 1 | [10 empty] | 0 | 0 | [7 empty] | -- | [7 empty] | -- |  |  |  |  | -- | [6 empty] | -- | [6 empty] | -- | [10 empty] | n/a |  |  |  | 0 | 0 | 0 | 0 | 0 | 0 | 0 | 0 | 0 | 0 | 0 | 0 | 0 | 0 | 0 | 0
754 | CA | Covanta Delano Energy | 10840 | Southern California Edison Co | 17609 | Covanta Delano Inc | 56099 | California Independent System Operator | CISO | WECC | CAMX | WECC California | CAISO | 06 | 029 | Kern | 35.7144 | -119.2337 | 2 | 2 |  |  |  | 0 | 57 | 1 | [6 empty] | 0 | 0 | 0 | 0 | 0 | 0 |  |  | 0 | 0 | 0 | 0 | 0 | -- | [7 empty] | -- |  |  |  |  | -- | [6 empty] | -- |  |  | 0 | 0 | 0 | 0 | -- | 0 | 0 | 0 | 0 |  |  | EIA | EIA | EIA | EIA | n/a | EIA | EIA |  | 0 | 0 | 0 | 0 | 0 | 0 | 0 | 0 | 0 | 0 | 0 | 0 | 0 | 0 | 0 | 0
755 | CA | Covanta Mendota | 10837 | Pacific Gas & Electric Co | 14328 | Covanta Mendota LP | 55989 | California Independent System Operator | CISO | WECC | CAMX | WECC California | CAISO | 06 | 019 | Fresno | 36.7559 | -120.3654 | 1 | 1 | NG | GAS |  | 0 | 28 | 1 | [6 empty] | 0 | 0 | 0 | 0 | 0 | 0 |  |  | 0 | 0 | 0 | 0 | 0 | -- | [7 empty] | -- |  |  |  |  | -- | [6 empty] | -- |  |  | 0 | 0 | 0 | 0 | -- | 0 | 0 | 0 | 0 |  |  | EIA | EIA | EIA | EIA | n/a | EIA | EIA |  | 0 | 0 | 0 | 0 | 0 | 0 | 0 | 0 | 0 | 0 | 0 | 0 | 0 | 0 | 0 | 0
811 | CA | Dinuba Energy | 60100 | Pacific Gas & Electric Co | 14328 | Dinuba Energy | 59849 | California Independent System Operator | CISO | WECC | CAMX | WECC California | CAISO | 06 | 107 | Tulare | 36.5715 | -119.4192 | 1 | 1 | NG | GAS |  | 0 | 11.5 | 1 | [6 empty] | 0 | 0 | 0 | 0 | 0 | 0 |  |  | 0 | 0 | 0 | 0 | 0 | -- | [7 empty] | -- |  |  |  |  | -- | [6 empty] | -- |  |  | 0 | 0 | 0 | 0 | -- | 0 | 0 | 0 | 0 |  |  | EIA | EIA | EIA | EIA | n/a | EIA | EIA |  | 0 | 0 | 0 | 0 | 0 | 0 | 0 | 0 | 0 | 0 | 0 | 0 | 0 | 0 | 0 | 0
879 | CA | Etiwanda | 745 | Southern California Edison Co | 17609 | Metropolitan Water District of S CA | 12397 | California Independent System Operator | CISO | WECC | CAMX | WECC California | CAISO | 06 | 071 | San Bernardino | 34.1035 | -117.5257 | 0 |  | WAT | HYDRO |  | 0 | 23.9 | [11 empty] | 0 | 0 | [7 empty] | -- | [7 empty] | -- |  |  |  |  | -- | [6 empty] | -- | [6 empty] | -- | 0 | 0 | [8 empty] | n/a |  |  |  | 0 | 0 | 0 | 0 | 0 | 0 | 0 | 0 | 0 | 0 | 0 | 0 | 0 | 0 | 0 | 0
923 | CA | Franklin (CA) | 397 | Los Angeles Department of Water & Power | 11208 | Los Angeles Department of Water & Power | 11208 | Los Angeles Department of Water and Power | LDWP | WECC | CAMX | WECC California |  | 06 | 037 | Los Angeles | 34.1039 | -118.4134 | 0 |  | WAT | HYDRO |  | 0 | 2 | [11 empty] | 0 | 0 | [7 empty] | -- | [7 empty] | -- |  |  |  |  | -- | [6 empty] | -- | [6 empty] | -- | 0 | 0 | [8 empty] | n/a |  |  |  | 0 | 0 | 0 | 0 | 0 | 0 | 0 | 0 | 0 | 0 | 0 | 0 | 0 | 0 | 0 | 0
944 | CA | Gaviota Oil Plant | 50623 | Southern California Edison Co | 17609 | Freeport McMoRan Oil & Gas | 15174 | California Independent System Operator | CISO | WECC | CAMX | WECC California | CAISO | 06 | 083 | Santa Barbara | 34.4751 | -120.2051 | 0 |  | NG | GAS |  | 0 | 14 | 1 |  | Yes | 0 |  | 1 | [5 empty] | 0 | 0 | [7 empty] | -- | [7 empty] | -- |  |  |  |  | -- | [6 empty] | -- | [6 empty] | -- | [10 empty] | n/a |  |  |  | 0 | 0 | 0 | 0 | 0 | 0 | 0 | 0 | 0 | 0 | 0 | 0 | 0 | 0 | 0 | 0
983 | CA | Greg Avenue | 6643 | Los Angeles Department of Water & Power | 11208 | Metropolitan Water District of S CA | 12397 | Los Angeles Department of Water and Power | LDWP | WECC | CAMX | WECC California |  | 06 | 037 | Los Angeles | 34.2079 | -118.3516 | 0 |  | WAT | HYDRO |  | 0 | 1 | [11 empty] | 0 | 0 | [7 empty] | -- | [7 empty] | -- |  |  |  |  | -- | [6 empty] | -- | [6 empty] | -- | 0 | 0 | [8 empty] | n/a |  |  |  | 0 | 0 | 0 | 0 | 0 | 0 | 0 | 0 | 0 | 0 | 0 | 0 | 0 | 0 | 0 | 0
989 | CA | GRS Coyote Canyon | 10395 | Southern California Edison Co | 17609 | Coyote Canyon Energy LLC | 57242 | California Independent System Operator | CISO | WECC | CAMX | WECC California | CAISO | 06 | 059 | Orange | 33.613 | -117.8219 | 1 | 1 | LFG | BIOMASS |  | 0 | 20 | 1 | [6 empty] | 0 | 0 | 0 | 0 | 0 | 0 | 0 | 0 | 0 | 0 | 0 | 0 | 0 | -- | [7 empty] | -- |  |  |  |  | -- | [6 empty] | -- | 0 | 0 | 0 | 0 | 0 | 0 | -- | 0 | 0 | 0 | 0 | EIA | EIA | EIA | EIA | EIA | EIA | n/a | EIA | EIA |  | 0 | 0 | 0 | 0 | 0 | 0 | 0 | 0 | 0 | 0 | 0 | 0 | 0 | 0 | 0 | 0
1029 | CA | Hoag Hospital Cogen Plant | 58223 | Southern California Edison Co | 17609 | Hoag Memorial Presbyterian Hospital | 58195 | California Independent System Operator | CISO | WECC | CAMX | WECC California | CAISO | 06 | 059 | Orange | 33.6228 | -117.9364 | 0 |  | NG | GAS |  | 0 | 4.5 | 1 |  | Yes | 157799.2 | 0 | 0 | [5 empty] | 0 | 0 | [7 empty] | -- | [7 empty] | -- |  |  |  |  | -- | [6 empty] | -- | [6 empty] | -- | [10 empty] | n/a |  |  |  | 0 | 0 | 0 | 0 | 0 | 0 | 0 | 0 | 0 | 0 | 0 | 0 | 0 | 0 | 0 | 0
1147 | CA | Linde Wilmington | 50148 | Los Angeles Department of Water & Power | 11208 | Praxair Inc | 15320 | Los Angeles Department of Water and Power | LDWP | WECC | CAMX | WECC California |  | 06 | 037 | Los Angeles | 33.7886 | -118.2294 | 0 |  | NG | GAS |  | 0 | 31 | 1 |  | Yes | 0 |  | 1 |  | 0 | 0 | 0 | 0 | 0 | 0 | 0 | 0 | 0 | 0 | 0 | 0 | 0 | -- | [7 empty] | -- |  |  |  |  | -- | [6 empty] | -- | 0 | 0 | 0 | 0 | 0 | 0 | -- | 0 | 0 | 0 | 0 | EIA | EIA | EIA | EIA | EIA | EIA | n/a | EIA | EIA |  | 0 | 0 | 0 | 0 | 0 | 0 | 0 | 0 | 0 | 0 | 0 | 0 | 0 | 0 | 0 | 0
1228 | CA | Millikan BESS | 60760 | Southern California Edison Co | 17609 | Powin Energy | 60450 | California Independent System Operator | CISO | WECC | CAMX | WECC California | CAISO | 06 | 059 | Orange | 33.691 | -117.833 | 0 |  | MWH | OTHF |  | 0 | 2 | [11 empty] | 0 | 0 | [7 empty] | -- | [7 empty] | -- |  |  |  |  | -- | [6 empty] | -- | [6 empty] | -- | [10 empty] | n/a |  |  |  | 0 | 0 | 0 | 0 | 0 | 0 | 0 | 0 | 0 | 0 | 0 | 0 | 0 | 0 | 0 | 0
1230 | CA | Mira Loma Energy Storage Facility | 60661 | Southern California Edison Co | 17609 | Southern California Edison Co | 17609 | California Independent System Operator | CISO | WECC | CAMX | WECC California | CAISO | 06 | 071 | San Bernardino | 34.0061 | -117.5609 | 0 |  | MWH | OTHF |  | 0 | 20 | [11 empty] | 0 | 0 | [7 empty] | -- | [7 empty] | -- |  |  |  |  | -- | [6 empty] | -- | [6 empty] | -- | [10 empty] | n/a |  |  |  | 0 | 0 | 0 | 0 | 0 | 0 | 0 | 0 | 0 | 0 | 0 | 0 | 0 | 0 | 0 | 0
1275 | CA | MVUT | 10600 | San Diego Gas & Electric Co | 16609 | MVUT 27 Owner LLC | 60176 | California Independent System Operator | CISO | WECC | CAMX | WECC California | CAISO | 06 | 073 | San Diego | 32.765 | -117.1639 | 0 |  | NG | GAS |  | 0 | 3.1 | 1 |  | Yes | 315.2 | 0 | 0 | [5 empty] | 0 | 0 | [7 empty] | -- | [7 empty] | -- |  |  |  |  | -- | [6 empty] | -- | [6 empty] | -- | [10 empty] | n/a |  |  |  | 0 | 0 | 0 | 0 | 0 | 0 | 0 | 0 | 0 | 0 | 0 | 0 | 0 | 0 | 0 | 0
1303 | CA | North Hollywood | 57854 | Los Angeles Department of Water & Power | 11208 | Los Angeles Department of Water & Power | 11208 | Los Angeles Department of Water and Power | LDWP | WECC | CAMX | WECC California |  | 06 | 037 | Los Angeles | 34.1944 | -118.3903 | 0 |  | WAT | HYDRO |  | 0 | 9 | [11 empty] | 0 | 0 | [7 empty] | -- | [7 empty] | -- |  |  |  |  | -- | [6 empty] | -- | [6 empty] | -- | 0 | 0 | [8 empty] | n/a |  |  |  | 0 | 0 | 0 | 0 | 0 | 0 | 0 | 0 | 0 | 0 | 0 | 0 | 0 | 0 | 0 | 0
1329 | CA | Olive | 6013 | City of Burbank Water and Power | 2507 | City of Burbank Water and Power | 2507 | Los Angeles Department of Water and Power | LDWP | WECC | CAMX | WECC California |  | 06 | 037 | Los Angeles | 34.1764 | -118.3147 | 2 | 2 | NG | GAS |  | 0 | 171.9 | 1 | [10 empty] | 0 | 0 | [7 empty] | -- | [7 empty] | -- |  |  |  |  | -- | [6 empty] | -- | [6 empty] | -- | [10 empty] | n/a |  |  |  | 0 | 0 | 0 | 0 | 0 | 0 | 0 | 0 | 0 | 0 | 0 | 0 | 0 | 0 | 0 | 0
1359 | CA | Pacific Cruise Ship Terminals Berth 93 | 57309 | Los Angeles Department of Water & Power | 11208 | Los Angeles Department of Water & Power | 11208 | Los Angeles Department of Water and Power | LDWP | WECC | CAMX | WECC California |  | 06 | 037 | Los Angeles | 33.7331 | -118.2772 | 0 |  | SUN | SOLAR |  | 0 | 1.1 | [11 empty] | 0 | 0 | [7 empty] | -- | [7 empty] | -- |  |  |  |  | -- | [6 empty] | -- | [6 empty] | -- | 0 | 0 | [8 empty] | n/a |  |  |  | 0 | 0 | 0 | 0 | 0 | 0 | 0 | 0 | 0 | 0 | 0 | 0 | 0 | 0 | 0 | 0
1360 | CA | Pacific Ethanol Stockton Cogen Plant | 61027 | Pacific Gas &amp; Electric Co | 14328 | Pacific Ethanol Stockton | 60658 | No balancing authority | NA | WECC | CAMX | WECC California |  | 06 | 077 | San Joaquin | 37.9418 | -121.3383 | 0 |  | NG | GAS |  | 0 | 4.8 | 1 | [10 empty] | 0 | 0 | [7 empty] | -- | [7 empty] | -- |  |  |  |  | -- | [6 empty] | -- | [6 empty] | -- | [10 empty] | n/a |  |  |  | 0 | 0 | 0 | 0 | 0 | 0 | 0 | 0 | 0 | 0 | 0 | 0 | 0 | 0 | 0 | 0
1414 | CA | Port of LA Solar FiT Project | 61319 | Los Angeles Department of Water & Power | 11208 | Los Angeles Department of Water & Power | 11208 | Los Angeles Department of Water and Power | LDWP | WECC | CAMX | WECC California |  | 06 | 037 | Los Angeles | 33.728 | -118.28 | 0 |  | SUN | SOLAR |  | 0 | 1.1 | [11 empty] | 0 | 0 | [7 empty] | -- | [7 empty] | -- |  |  |  |  | -- | [6 empty] | -- | [6 empty] | -- | 0 | 0 | [8 empty] | n/a |  |  |  | 0 | 0 | 0 | 0 | 0 | 0 | 0 | 0 | 0 | 0 | 0 | 0 | 0 | 0 | 0 | 0
1426 | CA | PRC-Desoto Intl/PPG Aerospace | 58085 | Southern California Edison Co | 17609 | PRC-Desoto Intl Corp./PPG | 57468 | California Independent System Operator | CISO | WECC | CAMX | WECC California | CAISO | 06 | 029 | Kern | 34.9897 | -118.1506 | 0 |  | DFO | OIL |  | 0 | 1.5 | 1 | [10 empty] | 0 | 0 | [7 empty] | -- | [7 empty] | -- |  |  |  |  | -- | [6 empty] | -- | [6 empty] | -- | [10 empty] | n/a |  |  |  | 0 | 0 | 0 | 0 | 0 | 0 | 0 | 0 | 0 | 0 | 0 | 0 | 0 | 0 | 0 | 0
1436 | CA | R E Badger Filtration Plant | 50147 | San Diego Gas & Electric Co | 16609 | Santa Fe Irrigation District | 16713 | California Independent System Operator | CISO | WECC | CAMX | WECC California | CAISO | 06 | 073 | San Diego | 33.051 | -117.175 | 0 |  | WAT | HYDRO |  | 0 | 1.4 | [11 empty] | 0 | 0 | [7 empty] | -- | [7 empty] | -- |  |  |  |  | -- | [6 empty] | -- | [6 empty] | -- | 0 | 0 | [8 empty] | n/a |  |  |  | 0 | 0 | 0 | 0 | 0 | 0 | 0 | 0 | 0 | 0 | 0 | 0 | 0 | 0 | 0 | 0
1579 | CA | Santa Clara (85C) | 50534 | Southern California Edison Co | 17609 | Sustainable Power Group, LLC | 58661 | California Independent System Operator | CISO | WECC | CAMX | WECC California | CAISO | 06 | 001 | Alameda | 37.7361 | -121.6475 | 0 |  | WND | WIND |  | 0 | 18 | [11 empty] | 0 | 0 | [7 empty] | -- | [7 empty] | -- |  |  |  |  | -- | [6 empty] | -- | [6 empty] | -- | 0 | 0 | [8 empty] | n/a |  |  |  | 0 | 0 | 0 | 0 | 0 | 0 | 0 | 0 | 0 | 0 | 0 | 0 | 0 | 0 | 0 | 0
1584 | CA | Santa Felicia Dam | 50076 | Southern California Edison Co | 17609 | United Water Conservation Dist | 19532 | California Independent System Operator | CISO | WECC | CAMX | WECC California | CAISO | 06 | 111 | Ventura | 34.4617 | -118.7511 | 0 |  | WAT | HYDRO |  | 0 | 1.3 | [11 empty] | 0 | 0 | [7 empty] | -- | [7 empty] | -- |  |  |  |  | -- | [6 empty] | -- | [6 empty] | -- | 0 | 0 | [8 empty] | n/a |  |  |  | 0 | 0 | 0 | 0 | 0 | 0 | 0 | 0 | 0 | 0 | 0 | 0 | 0 | 0 | 0 | 0
1589 | CA | Santa Rita Jail | 58625 | Pacific Gas & Electric Co | 14328 | County of Alameda GSA | 58549 | California Independent System Operator | CISO | WECC | CAMX | WECC California | CAISO | 06 | 001 | Alameda | 37.7192 | -121.8869 | 0 |  | NG | GAS |  | 0 | 6.7 | 1 |  | Yes | 0 |  | 1 | [5 empty] | 0 | 0 | [7 empty] | -- | [7 empty] | -- |  |  |  |  | -- | [6 empty] | -- | [6 empty] | -- | [10 empty] | n/a |  |  |  | 0 | 0 | 0 | 0 | 0 | 0 | 0 | 0 | 0 | 0 | 0 | 0 | 0 | 0 | 0 | 0
1638 | CA | Sierra Pacific Anderson Facility | 55049 | Pacific Gas & Electric Co | 14328 | Sierra Pacific Industries Inc | 17164 | California Independent System Operator | CISO | WECC | CAMX | WECC California | CAISO | 06 | 089 | Shasta | 40.4731 | -122.3206 | 0 |  | WDS | BIOMASS |  | 0 | 4 | 1 | [10 empty] | 0 | 0 | [7 empty] | -- | [7 empty] | -- |  |  |  |  | -- | [6 empty] | -- | [6 empty] | -- | [10 empty] | n/a |  |  |  | 0 | 0 | 0 | 0 | 0 | 0 | 0 | 0 | 0 | 0 | 0 | 0 | 0 | 0 | 0 | 0
1675 | CA | Solar Photovoltaic Project #12 | 57226 | Southern California Edison Co | 17609 | Southern California Edison Co | 17609 | California Independent System Operator | CISO | WECC | CAMX | WECC California | CAISO | 06 | 071 | San Bernardino | 34.0422 | -117.5617 | 0 |  | SUN | SOLAR |  | 0 | 1 | [11 empty] | 0 | 0 | [7 empty] | -- | [7 empty] | -- |  |  |  |  | -- | [6 empty] | -- | [6 empty] | -- | 0 | 0 | [8 empty] | n/a |  |  |  | 0 | 0 | 0 | 0 | 0 | 0 | 0 | 0 | 0 | 0 | 0 | 0 | 0 | 0 | 0 | 0
1782 | CA | Tehachapi Energy Storage Project | 59661 | Southern California Edison Co | 17609 | Southern California Edison Co | 17609 | California Independent System Operator | CISO | WECC | CAMX | WECC California | CAISO | 06 | 029 | Kern | 35.1233 | -118.38 | 0 |  | MWH | OTHF |  | 0 | 8 | [11 empty] | 0 | 0 | [7 empty] | -- | [7 empty] | -- |  |  |  |  | -- | [6 empty] | -- | [6 empty] | -- | [10 empty] | n/a |  |  |  | 0 | 0 | 0 | 0 | 0 | 0 | 0 | 0 | 0 | 0 | 0 | 0 | 0 | 0 | 0 | 0
1797 | CA | Thermal Energy Development Part LP | 10502 | Pacific Gas & Electric Co | 14328 | Thermal Energy Development Part LP | 55850 | California Independent System Operator | CISO | WECC | CAMX | WECC California | CAISO | 06 | 077 | San Joaquin | 37.7199 | -121.4887 | 1 | 1 | AB | BIOMASS |  | 0 | 23 | 1 |  | Yes | 0 |  | 1 |  | 0 | 0 | 0 | 0 | 0 | 0 | 0 | 0 | 0 | 0 | 0 | 0 | 0 | -- | [7 empty] | -- |  |  |  |  | -- | [6 empty] | -- | 0 | 0 | 0 | 0 | 0 | 0 | -- | 0 | 0 | 0 | 0 | EIA | EIA | EIA | EIA | EIA | EIA | n/a | EIA | EIA |  | 0 | 0 | 0 | 0 | 0 | 0 | 0 | 0 | 0 | 0 | 0 | 0 | 0 | 0 | 0 | 0
1811 | CA | Toyon Power Station | 54327 | Los Angeles Department of Water & Power | 11208 | Toyon Landfill Gas Conversion, LLC | 56773 | Los Angeles Department of Water and Power | LDWP | WECC | CAMX | WECC California |  | 06 | 037 | Los Angeles | 34.1463 | -118.3049 | 0 |  | LFG | BIOMASS |  | 0 | 9 | 1 | [10 empty] | 0 | 0 | [7 empty] | -- | [7 empty] | -- |  |  |  |  | -- | [6 empty] | -- | [6 empty] | -- | [10 empty] | n/a |  |  |  | 0 | 0 | 0 | 0 | 0 | 0 | 0 | 0 | 0 | 0 | 0 | 0 | 0 | 0 | 0 | 0
1840 | CA | US-TOPCO (Soccer Center) | 60086 | Southern California Edison Co | 17609 | Tesla Inc. | 60947 | California Independent System Operator | CISO | WECC | CAMX | WECC California | CAISO | 06 | 037 | Los Angeles | 34.6607 | -118.0812 | 0 |  | SUN | SOLAR |  | 0 | 3 | [11 empty] | 0 | 0 | [7 empty] | -- | [7 empty] | -- |  |  |  |  | -- | [6 empty] | -- | [6 empty] | -- | 0 | 0 | [8 empty] | n/a |  |  |  | 0 | 0 | 0 | 0 | 0 | 0 | 0 | 0 | 0 | 0 | 0 | 0 | 0 | 0 | 0 | 0
1853 | CA | Valley Sanitary District WTP Solar | 60824 | Imperial Irrigation District | 9216 | Tesla Inc. | 60947 | Los Angeles Department of Water and Power | LDWP | WECC | CAMX | WECC California |  | 06 | 065 | Riverside | 33.7087 | -116.1989 | 0 |  | SUN | SOLAR |  | 0 | 1 | [11 empty] | 0 | 0 | [7 empty] | -- | [7 empty] | -- |  |  |  |  | -- | [6 empty] | -- | [6 empty] | -- | 0 | 0 | [8 empty] | n/a |  |  |  | 0 | 0 | 0 | 0 | 0 | 0 | 0 | 0 | 0 | 0 | 0 | 0 | 0 | 0 | 0 | 0
1861 | CA | Venice Hydro | 72 | Southern California Edison Co | 17609 | Metropolitan Water District of S CA | 12397 | California Independent System Operator | CISO | WECC | CAMX | WECC California | CAISO | 06 | 037 | Los Angeles | 34.0114 | -118.4168 | 0 |  | WAT | HYDRO |  | 0 | 10.1 | [11 empty] | 0 | 0 | [7 empty] | -- | [7 empty] | -- |  |  |  |  | -- | [6 empty] | -- | [6 empty] | -- | 0 | 0 | [8 empty] | n/a |  |  |  | 0 | 0 | 0 | 0 | 0 | 0 | 0 | 0 | 0 | 0 | 0 | 0 | 0 | 0 | 0 | 0
1876 | CA | Vitro Flat Glass LLC | 58053 | Pacific Gas & Electric Co | 14328 | Vitro Flat Glass LLC | 60608 | California Independent System Operator | CISO | WECC | CAMX | WECC California | CAISO | 06 | 019 | Fresno | 36.69 | -119.72 | 0 |  | DFO | OIL |  | 0 | 3.3 | 1 | [10 empty] | 0 | 0 | [7 empty] | -- | [7 empty] | -- |  |  |  |  | -- | [6 empty] | -- | [6 empty] | -- | [10 empty] | n/a |  |  |  | 0 | 0 | 0 | 0 | 0 | 0 | 0 | 0 | 0 | 0 | 0 | 0 | 0 | 0 | 0 | 0
1910 | CA | Westmont 300B | 60914 | Los Angeles Department of Water & Power | 11208 | Los Angeles Department of Water & Power | 11208 | Los Angeles Department of Water and Power | LDWP | WECC | CAMX | WECC California |  | 06 | 037 | Los Angeles | 33.7661 | -118.2847 | 0 |  | SUN | SOLAR |  | 0 | 3 | [11 empty] | 0 | 0 | [7 empty] | -- | [7 empty] | -- |  |  |  |  | -- | [6 empty] | -- | [6 empty] | -- | 0 | 0 | [8 empty] | n/a |  |  |  | 0 | 0 | 0 | 0 | 0 | 0 | 0 | 0 | 0 | 0 | 0 | 0 | 0 | 0 | 0 | 0
1997 | CO | Center | 491 | City of Center - (CO) | 3227 | City of Center - (CO) | 3227 | Public Service Company of Colorado | PSCO | WECC | RMPA | WECC Rockies |  | 08 | 109 | Saguache | 37.7536 | -106.1047 | 0 |  | DFO | OIL |  | 0 | 1.5 | 1 | [10 empty] | 0 | 0 | [7 empty] | -- | [7 empty] | -- |  |  |  |  | -- | [6 empty] | -- | [6 empty] | -- | [10 empty] | n/a |  |  |  | 0 | 0 | 0 | 0 | 0 | 0 | 0 | 0 | 0 | 0 | 0 | 0 | 0 | 0 | 0 | 0
2044 | CO | Holly | 502 | Town of Holly - (CO) | 8751 | Town of Holly - (CO) | 8751 | Western Area Power Administration - Rocky Mountain Region | WACM | WECC | RMPA | WECC Rockies |  | 08 | 099 | Prowers | 38.0327 | -102.0737 | 0 |  | DFO | OIL |  | 0 | 5.5 | 1 | [10 empty] | 0 | 0 | [7 empty] | -- | [7 empty] | -- |  |  |  |  | -- | [6 empty] | -- | [6 empty] | -- | [10 empty] | n/a |  |  |  | 0 | 0 | 0 | 0 | 0 | 0 | 0 | 0 | 0 | 0 | 0 | 0 | 0 | 0 | 0 | 0
2049 | CO | Julesburg | 504 | WAPA-- Western Area Power Administration | 27000 | City of Julesburg - (CO) | 9928 | Western Area Power Administration - Rocky Mountain Region | WACM | WECC | RMPA | WECC Rockies |  | 08 | 115 | Sedgwick | 40.9505 | -102.2795 | 0 |  | DFO | OIL |  | 0 | 3.7 | 1 | [10 empty] | 0 | 0 | [7 empty] | -- | [7 empty] | -- |  |  |  |  | -- | [6 empty] | -- | [6 empty] | -- | [10 empty] | n/a |  |  |  | 0 | 0 | 0 | 0 | 0 | 0 | 0 | 0 | 0 | 0 | 0 | 0 | 0 | 0 | 0 | 0
2101 | CO | Shavano Falls Hydro | 61189 | Delta Montrose Electric Assn | 5086 | Shavano Falls Hydro LLC ? Shavano Project | 60815 | Western Area Power Administration - Rocky Mountain Region | WACM | WECC | RMPA | WECC Rockies |  | 08 | 085 | Montrose | 38.492 | -108.0023 | 0 |  | WAT | HYDRO |  | 0 | 2.8 | [11 empty] | 0 | 0 | [7 empty] | -- | [7 empty] | -- |  |  |  |  | -- | [6 empty] | -- | [6 empty] | -- | 0 | 0 | [8 empty] | n/a |  |  |  | 0 | 0 | 0 | 0 | 0 | 0 | 0 | 0 | 0 | 0 | 0 | 0 | 0 | 0 | 0 | 0
2102 | CO | Shavano Falls Hydro Drop 4 | 61190 | Delta Montrose Electric Assn | 5086 | Shavano Falls Hydro LLC - Drop 4 Project | 60813 | Western Area Power Administration - Rocky Mountain Region | WACM | WECC | RMPA | WECC Rockies |  | 08 | 085 | Montrose | 38.4505 | -107.7767 | 0 |  | WAT | HYDRO |  | 0 | 4.8 | [11 empty] | 0 | 0 | [7 empty] | -- | [7 empty] | -- |  |  |  |  | -- | [6 empty] | -- | [6 empty] | -- | 0 | 0 | [8 empty] | n/a |  |  |  | 0 | 0 | 0 | 0 | 0 | 0 | 0 | 0 | 0 | 0 | 0 | 0 | 0 | 0 | 0 | 0
2111 | CO | Springfield (CO) | 8100 | Southeast Colorado Power Assn | 17592 | City of Springfield - (CO) | 17834 | Western Area Power Administration - Rocky Mountain Region | WACM | WECC | RMPA | WECC Rockies |  | 08 | 009 | Baca | 37.4028 | -102.6217 | 0 |  | DFO | OIL |  | 0 | 2.7 | 1 | [10 empty] | 0 | 0 | [7 empty] | -- | [7 empty] | -- |  |  |  |  | -- | [6 empty] | -- | [6 empty] | -- | [10 empty] | n/a |  |  |  | 0 | 0 | 0 | 0 | 0 | 0 | 0 | 0 | 0 | 0 | 0 | 0 | 0 | 0 | 0 | 0
2136 | CO | Valmont Combustion Turbine Facility | 55207 | Public Service Co of Colorado | 15466 | SWG Colorado LLC | 1415 | Public Service Company of Colorado | PSCO | WECC | RMPA | WECC Rockies |  | 08 | 013 | Boulder | 40.0205 | -105.2009 | 0 |  | NG | GAS |  | 0 | 142.2 | 1 |  | Yes | 0 |  | 1 | [5 empty] | 0 | 0 | [7 empty] | -- | [7 empty] | -- |  |  |  |  | -- | [6 empty] | -- | [6 empty] | -- | [10 empty] | n/a |  |  |  | 0 | 0 | 0 | 0 | 0 | 0 | 0 | 0 | 0 | 0 | 0 | 0 | 0 | 0 | 0 | 0
2162 | CT | Canis Major Solar Farm | 61398 | Connecticut Light & Power Co | 4176 | LSE Canis Major LLC | 61025 | ISO New England Inc. | ISNE | NPCC | NEWE | NPCC New England | ISONE | 09 | 003 | Hartford | 42.009 | -72.65 | 0 |  | SUN | SOLAR |  | 0 | 2 | [11 empty] | 0 | 0 | [7 empty] | -- | [7 empty] | -- |  |  |  |  | -- | [6 empty] | -- | [6 empty] | -- | 0 | 0 | [8 empty] | n/a |  |  |  | 0 | 0 | 0 | 0 | 0 | 0 | 0 | 0 | 0 | 0 | 0 | 0 | 0 | 0 | 0 | 0
2163 | CT | Canis Minor Solar Farm | 61408 | Connecticut Light & Power Co | 4176 | LSE Canis Minor LLC | 61043 | ISO New England Inc. | ISNE | NPCC | NEWE | NPCC New England | ISONE | 09 | 005 | Litchfield | 41.893 | -72.986 | 0 |  | SUN | SOLAR |  | 0 | 1 | [11 empty] | 0 | 0 | [7 empty] | -- | [7 empty] | -- |  |  |  |  | -- | [6 empty] | -- | [6 empty] | -- | 0 | 0 | [8 empty] | n/a |  |  |  | 0 | 0 | 0 | 0 | 0 | 0 | 0 | 0 | 0 | 0 | 0 | 0 | 0 | 0 | 0 | 0
2176 | CT | Conn Mun Electric Energy Coop | 60228 | Connecticut Light & Power Co | 4176 | Tesla Inc. | 60947 | ISO New England Inc. | ISNE | NPCC | NEWE | NPCC New England | ISONE | 09 | 011 | New London | 41.5383 | -72.1225 | 0 |  | SUN | SOLAR |  | 0 | 1 | [11 empty] | 0 | 0 | [7 empty] | -- | [7 empty] | -- |  |  |  |  | -- | [6 empty] | -- | [6 empty] | -- | 0 | 0 | [8 empty] | n/a |  |  |  | 0 | 0 | 0 | 0 | 0 | 0 | 0 | 0 | 0 | 0 | 0 | 0 | 0 | 0 | 0 | 0
2295 | FL | Babcock Solar Energy Center | 59993 | Florida Power & Light Co | 6452 | Florida Power & Light Co | 6452 | Florida Power & Light Company | FPL | FRCC | FRCC | FRCC All |  | 12 | 015 | Charlotte | 26.8616 | -81.751 | 0 |  | SUN | SOLAR |  | 0 | 74.5 | [11 empty] | 0 | 0 | [7 empty] | -- | [7 empty] | -- |  |  |  |  | -- | [6 empty] | -- | [6 empty] | -- | 0 | 0 | [8 empty] | n/a |  |  |  | 0 | 0 | 0 | 0 | 0 | 0 | 0 | 0 | 0 | 0 | 0 | 0 | 0 | 0 | 0 | 0
2317 | FL | Citrus Solar Energy Center | 60061 | Florida Power & Light Co | 6452 | Florida Power & Light Co | 6452 | Florida Power & Light Company | FPL | FRCC | FRCC | FRCC All |  | 12 | 027 | DeSoto | 27.3209 | -81.8069 | 0 |  | SUN | SOLAR |  | 0 | 74.5 | [11 empty] | 0 | 0 | [7 empty] | -- | [7 empty] | -- |  |  |  |  | -- | [6 empty] | -- | [6 empty] | -- | 0 | 0 | [8 empty] | n/a |  |  |  | 0 | 0 | 0 | 0 | 0 | 0 | 0 | 0 | 0 | 0 | 0 | 0 | 0 | 0 | 0 | 0
2394 | FL | Manatee Solar Energy Center | 60014 | Florida Power & Light Co | 6452 | Florida Power & Light Co | 6452 | Florida Power & Light Company | FPL | FRCC | FRCC | FRCC All |  | 12 | 081 | Manatee | 27.6075 | -82.3553 | 0 |  | SUN | SOLAR |  | 0 | 74.5 | [11 empty] | 0 | 0 | [7 empty] | -- | [7 empty] | -- |  |  |  |  | -- | [6 empty] | -- | [6 empty] | -- | 0 | 0 | [8 empty] | n/a |  |  |  | 0 | 0 | 0 | 0 | 0 | 0 | 0 | 0 | 0 | 0 | 0 | 0 | 0 | 0 | 0 | 0
2434 | FL | Quantum Lake Power LP | 54423 | Duke Energy Florida, Inc | 6455 | Quantum Lake Power, LP | 60717 | Progress Energy Florida | FPC | FRCC | FRCC | FRCC All |  | 12 | 069 | Lake | 28.9158 | -81.676 | 2 | 2 |  |  |  | 0 | 134.2 | 1 | [6 empty] | 0 | 0 | 0 | 0 | 0 | 0 | 0 | 0 | 0 | 0 | 0 | 0 | 0 | -- | [7 empty] | -- |  |  |  |  | -- | [6 empty] | -- | 0 | 0 | 0 | 0 | 0 | 0 | -- | 0 | 0 | 0 | 0 | EIA | EIA | EIA | EIA | EIA | EIA | n/a | EIA | EIA |  | 0 | 0 | 0 | 0 | 0 | 0 | 0 | 0 | 0 | 0 | 0 | 0 | 0 | 0 | 0 | 0
2439 | FL | Rio Pinar | 637 | Duke Energy Florida, Inc | 6455 | Duke Energy Florida, LLC | 6455 | Progress Energy Florida | FPC | FRCC | FRCC | FRCC All |  | 12 | 095 | Orange | 28.5415 | -81.2541 | 0 |  | DFO | OIL |  | 0 | 19.2 | 1 | [10 empty] | 0 | 0 | [7 empty] | -- | [7 empty] | -- |  |  |  |  | -- | [6 empty] | -- | [6 empty] | -- | [10 empty] | n/a |  |  |  | 0 | 0 | 0 | 0 | 0 | 0 | 0 | 0 | 0 | 0 | 0 | 0 | 0 | 0 | 0 | 0
2495 | FL | Winston | 7997 | City of Lakeland - (FL) | 10623 | City of Lakeland - (FL) | 10623 | Florida Municipal Power Pool | FMPP | FRCC | FRCC | FRCC All |  | 12 | 105 | Polk | 28.0274 | -82.0164 | 0 |  | DFO | OIL |  | 0 | 50 | 1 | [10 empty] | 0 | 0 | [7 empty] | -- | [7 empty] | -- |  |  |  |  | -- | [6 empty] | -- | [6 empty] | -- | [10 empty] | n/a |  |  |  | 0 | 0 | 0 | 0 | 0 | 0 | 0 | 0 | 0 | 0 | 0 | 0 | 0 | 0 | 0 | 0
2496 | GA | 191 Peachtree Tower | 54818 | Georgia Power Co | 7140 | Banyan St./GAP 191 Peachtree Owner, LLC | 21260 | Southern Company Services, Inc. - Trans | SOCO | SERC | SRSO | SERC South |  | 13 | 121 | Fulton | 33.7583 | -84.3869 | 0 |  | DFO | OIL |  | 0 | 2.4 | 1 |  | Yes | 0 |  | 1 | [5 empty] | 0 | 0 | [7 empty] | -- | [7 empty] | -- |  |  |  |  | -- | [6 empty] | -- | [6 empty] | -- | [10 empty] | n/a |  |  |  | 0 | 0 | 0 | 0 | 0 | 0 | 0 | 0 | 0 | 0 | 0 | 0 | 0 | 0 | 0 | 0
2503 | GA | Athens Regional Medical Center | 55319 | Georgia Power Co | 7140 | Athens Regional Medical Center | 38021 | Southern Company Services, Inc. - Trans | SOCO | SERC | SRSO | SERC South |  | 13 | 059 | Clarke | 33.9625 | -83.3981 | 0 |  | DFO | OIL |  | 0 | 5.3 | 1 | [10 empty] | 0 | 0 | [7 empty] | -- | [7 empty] | -- |  |  |  |  | -- | [6 empty] | -- | [6 empty] | -- | [10 empty] | n/a |  |  |  | 0 | 0 | 0 | 0 | 0 | 0 | 0 | 0 | 0 | 0 | 0 | 0 | 0 | 0 | 0 | 0
2505 | GA | Atlanta Gift Mart LP | 54877 | Georgia Power Co | 7140 | Atlanta Gift Mart LP | 876 | Southern Company Services, Inc. - Trans | SOCO | SERC | SRSO | SERC South |  | 13 | 121 | Fulton | 33.7611 | -84.3892 | 0 |  | DFO | OIL |  | 0 | 1.2 | 1 | [10 empty] | 0 | 0 | [7 empty] | -- | [7 empty] | -- |  |  |  |  | -- | [6 empty] | -- | [6 empty] | -- | [10 empty] | n/a |  |  |  | 0 | 0 | 0 | 0 | 0 | 0 | 0 | 0 | 0 | 0 | 0 | 0 | 0 | 0 | 0 | 0
2508 | GA | Bank of America Plaza | 55152 | Georgia Power Co | 7140 | BF ATL Realty Services LLC | 3790 | Southern Company Services, Inc. - Trans | SOCO | SERC | SRSO | SERC South |  | 13 | 121 | Fulton | 33.7708 | -84.3861 | 0 |  | DFO | OIL |  | 0 | 3 | 1 |  | Yes | 0 |  | 1 | [5 empty] | 0 | 0 | [7 empty] | -- | [7 empty] | -- |  |  |  |  | -- | [6 empty] | -- | [6 empty] | -- | [10 empty] | n/a |  |  |  | 0 | 0 | 0 | 0 | 0 | 0 | 0 | 0 | 0 | 0 | 0 | 0 | 0 | 0 | 0 | 0
2547 | GA | Georgia Pacific Center | 54906 | Georgia Power Co | 7140 | GP Center Holdings LLC | 60564 | Southern Company Services, Inc. - Trans | SOCO | SERC | SRSO | SERC South |  | 13 | 121 | Fulton | 33.7575 | -84.3869 | 0 |  | DFO | OIL |  | 0 | 1.4 | 1 | [10 empty] | 0 | 0 | [7 empty] | -- | [7 empty] | -- |  |  |  |  | -- | [6 empty] | -- | [6 empty] | -- | [10 empty] | n/a |  |  |  | 0 | 0 | 0 | 0 | 0 | 0 | 0 | 0 | 0 | 0 | 0 | 0 | 0 | 0 | 0 | 0
2564 | GA | Hewlett Packard Enterprise | 54457 | Georgia Power Co | 7140 | Hewlett-Packard Company | 4119 | Southern Company Services, Inc. - Trans | SOCO | SERC | SRSO | SERC South |  | 13 | 121 | Fulton | 34.0864 | -84.2677 | 0 |  | DFO | OIL |  | 0 | 8 | 1 | [10 empty] | 0 | 0 | [7 empty] | -- | [7 empty] | -- |  |  |  |  | -- | [6 empty] | -- | [6 empty] | -- | [10 empty] | n/a |  |  |  | 0 | 0 | 0 | 0 | 0 | 0 | 0 | 0 | 0 | 0 | 0 | 0 | 0 | 0 | 0 | 0
2570 | GA | Inforum | 54290 | Georgia Power Co | 7140 | Cousins Properties Inc | 35006 | Southern Company Services, Inc. - Trans | SOCO | SERC | SRSO | SERC South |  | 13 | 121 | Fulton | 33.7533 | -84.3889 | 0 |  | DFO | OIL |  | 0 | 1.3 | 1 |  | Yes | 0 |  | 1 | [5 empty] | 0 | 0 | [7 empty] | -- | [7 empty] | -- |  |  |  |  | -- | [6 empty] | -- | [6 empty] | -- | [10 empty] | n/a |  |  |  | 0 | 0 | 0 | 0 | 0 | 0 | 0 | 0 | 0 | 0 | 0 | 0 | 0 | 0 | 0 | 0
2631 | GA | Shepherd Center | 54813 | Georgia Power Co | 7140 | Shepherd Center | 17069 | Southern Company Services, Inc. - Trans | SOCO | SERC | SRSO | SERC South |  | 13 | 121 | Fulton | 33.8111 | -84.3928 | 0 |  | DFO | OIL |  | 0 | 2.9 | 1 | [10 empty] | 0 | 0 | [7 empty] | -- | [7 empty] | -- |  |  |  |  | -- | [6 empty] | -- | [6 empty] | -- | [10 empty] | n/a |  |  |  | 0 | 0 | 0 | 0 | 0 | 0 | 0 | 0 | 0 | 0 | 0 | 0 | 0 | 0 | 0 | 0
2636 | GA | Solar Glynn | 60469 | Georgia Power Co | 7140 | Cypress Creek Renewables | 61060 | Southern Company Services, Inc. - Trans | SOCO | SERC | SRSO | SERC South |  | 13 | 127 | Glynn | 31.25 | -81.433 | 0 |  | SUN | SOLAR |  | 0 | 18 | [11 empty] | 0 | 0 | [7 empty] | -- | [7 empty] | -- |  |  |  |  | -- | [6 empty] | -- | [6 empty] | -- | 0 | 0 | [8 empty] | n/a |  |  |  | 0 | 0 | 0 | 0 | 0 | 0 | 0 | 0 | 0 | 0 | 0 | 0 | 0 | 0 | 0 | 0
2638 | GA | South Georgia Medical Center | 54848 | Georgia Power Co | 7140 | Lowndes County Hospital Authority | 11284 | Southern Company Services, Inc. - Trans | SOCO | SERC | SRSO | SERC South |  | 13 | 185 | Lowndes | 30.8625 | -83.2894 | 0 |  | DFO | OIL |  | 0 | 6.7 | 1 | [10 empty] | 0 | 0 | [7 empty] | -- | [7 empty] | -- |  |  |  |  | -- | [6 empty] | -- | [6 empty] | -- | [10 empty] | n/a |  |  |  | 0 | 0 | 0 | 0 | 0 | 0 | 0 | 0 | 0 | 0 | 0 | 0 | 0 | 0 | 0 | 0
2641 | GA | State Farm Support Center East | 55274 | Georgia Power Co | 7140 | State Farm Mutual Auto Ins Co | 18016 | Southern Company Services, Inc. - Trans | SOCO | SERC | SRSO | SERC South |  | 13 | 121 | Fulton | 34.086 | -84.245 | 0 |  | DFO | OIL |  | 0 | 10.8 | 1 | [10 empty] | 0 | 0 | [7 empty] | -- | [7 empty] | -- |  |  |  |  | -- | [6 empty] | -- | [6 empty] | -- | [10 empty] | n/a |  |  |  | 0 | 0 | 0 | 0 | 0 | 0 | 0 | 0 | 0 | 0 | 0 | 0 | 0 | 0 | 0 | 0
2652 | GA | Thiele Kaolin Reedy Creek | 54849 | Georgia Power Co | 7140 | Thiele Kaolin Co | 18843 | Southern Company Services, Inc. - Trans | SOCO | SERC | SRSO | SERC South |  | 13 | 125 | Glascock | 33.2708 | -82.4569 | 0 |  | DFO | OIL |  | 0 | 2.2 | 1 | [10 empty] | 0 | 0 | [7 empty] | -- | [7 empty] | -- |  |  |  |  | -- | [6 empty] | -- | [6 empty] | -- | [10 empty] | n/a |  |  |  | 0 | 0 | 0 | 0 | 0 | 0 | 0 | 0 | 0 | 0 | 0 | 0 | 0 | 0 | 0 | 0
2660 | GA | Valdosta Water Treatment Plant | 54839 | Georgia Power Co | 7140 | Valdosta City of | 19726 | Southern Company Services, Inc. - Trans | SOCO | SERC | SRSO | SERC South |  | 13 | 185 | Lowndes | 30.9136 | -83.2529 | 0 |  | DFO | OIL |  | 0 | 3.4 | 1 | [10 empty] | 0 | 0 | [7 empty] | -- | [7 empty] | -- |  |  |  |  | -- | [6 empty] | -- | [6 empty] | -- | [10 empty] | n/a |  |  |  | 0 | 0 | 0 | 0 | 0 | 0 | 0 | 0 | 0 | 0 | 0 | 0 | 0 | 0 | 0 | 0
2677 | GA | YKK USA Chestney | 54566 | Georgia Power Co | 7140 | YKK USA Inc | 21116 | Southern Company Services, Inc. - Trans | SOCO | SERC | SRSO | SERC South |  | 13 | 021 | Bibb | 32.8061 | -83.5456 | 0 |  | DFO | OIL |  | 0 | 7.1 | 1 | [10 empty] | 0 | 0 | [7 empty] | -- | [7 empty] | -- |  |  |  |  | -- | [6 empty] | -- | [6 empty] | -- | [10 empty] | n/a |  |  |  | 0 | 0 | 0 | 0 | 0 | 0 | 0 | 0 | 0 | 0 | 0 | 0 | 0 | 0 | 0 | 0
2756 | IA | AG Processing Inc | 10223 | MidAmerican Energy Co | 12341 | Ag Processing Inc | 109 | Midcontinent Independent Transmission System Operator, Inc.. | MISO | MRO | MROW | MRO West | MISO | 19 | 197 | Wright | 42.6659 | -93.9026 | 0 |  | SUB | COAL | Yes | 0 | 8.5 | 1 | [10 empty] | 0 | 0 | [7 empty] | -- | [7 empty] | -- |  |  |  |  | -- | [6 empty] | -- | [6 empty] | -- | [10 empty] | n/a |  |  |  | 0 | 0 | 0 | 0 | 0 | 0 | 0 | 0 | 0 | 0 | 0 | 0 | 0 | 0 | 0 | 0
2761 | IA | Alliant SBD 8501 Aegon LI | 54714 | Interstate Power and Light Co | 9417 | Industrial Energy Applications Inc | 361 | Midcontinent Independent Transmission System Operator, Inc.. | MISO | MRO | MROW | MRO West | MISO | 19 | 113 | Linn | 42.0243 | -91.704 | 0 |  | DFO | OIL |  | 0 | 3.1 | 1 | [10 empty] | 0 | 0 | [7 empty] | -- | [7 empty] | -- |  |  |  |  | -- | [6 empty] | -- | [6 empty] | -- | [10 empty] | n/a |  |  |  | 0 | 0 | 0 | 0 | 0 | 0 | 0 | 0 | 0 | 0 | 0 | 0 | 0 | 0 | 0 | 0
2762 | IA | Alliant SBD 8601 Quad Graphics | 54720 | Interstate Power and Light Co | 9417 | Industrial Energy Applications Inc | 361 | Midcontinent Independent Transmission System Operator, Inc.. | MISO | MRO | MROW | MRO West | MISO | 19 | 095 | Iowa | 41.7958 | -92.0592 | 0 |  | DFO | OIL |  | 0 | 3.6 | 1 | [10 empty] | 0 | 0 | [7 empty] | -- | [7 empty] | -- |  |  |  |  | -- | [6 empty] | -- | [6 empty] | -- | [10 empty] | n/a |  |  |  | 0 | 0 | 0 | 0 | 0 | 0 | 0 | 0 | 0 | 0 | 0 | 0 | 0 | 0 | 0 | 0
2766 | IA | Alliant SBD 9107 JBS USA | 54715 | Interstate Power and Light Co | 9417 | Industrial Energy Applications Inc | 361 | Midcontinent Independent Transmission System Operator, Inc.. | MISO | MRO | MROW | MRO West | MISO | 19 | 127 | Marshall | 42.056 | -92.8971 | 0 |  | DFO | OIL |  | 0 | 11.4 | 1 | [10 empty] | 0 | 0 | [7 empty] | -- | [7 empty] | -- |  |  |  |  | -- | [6 empty] | -- | [6 empty] | -- | [10 empty] | n/a |  |  |  | 0 | 0 | 0 | 0 | 0 | 0 | 0 | 0 | 0 | 0 | 0 | 0 | 0 | 0 | 0 | 0
2767 | IA | Alliant SBD 9201 Norplex | 54712 | Interstate Power and Light Co | 9417 | Industrial Energy Applications Inc | 361 | Midcontinent Independent Transmission System Operator, Inc.. | MISO | MRO | MROW | MRO West | MISO | 19 | 005 | Allamakee | 43.0906 | -91.5542 | 0 |  | DFO | OIL |  | 0 | 2.1 | 1 | [10 empty] | 0 | 0 | [7 empty] | -- | [7 empty] | -- |  |  |  |  | -- | [6 empty] | -- | [6 empty] | -- | [10 empty] | n/a |  |  |  | 0 | 0 | 0 | 0 | 0 | 0 | 0 | 0 | 0 | 0 | 0 | 0 | 0 | 0 | 0 | 0
2769 | IA | Alliant SBD 9205 A Y McDonald | 54710 | Interstate Power and Light Co | 9417 | Industrial Energy Applications Inc | 361 | Midcontinent Independent Transmission System Operator, Inc.. | MISO | MRO | MROW | MRO West | MISO | 19 | 061 | Dubuque | 42.4906 | -90.745 | 0 |  | DFO | OIL |  | 0 | 3.6 | 1 | [10 empty] | 0 | 0 | [7 empty] | -- | [7 empty] | -- |  |  |  |  | -- | [6 empty] | -- | [6 empty] | -- | [10 empty] | n/a |  |  |  | 0 | 0 | 0 | 0 | 0 | 0 | 0 | 0 | 0 | 0 | 0 | 0 | 0 | 0 | 0 | 0
2781 | IA | Alta Municipal Utilities | 1121 | City of Alta - (IA) | 405 | City of Alta - (IA) | 405 | Southwest Power Pool | SWPP | MRO | MROW | MRO West |  | 19 | 021 | Buena Vista | 42.6736 | -95.3026 | 0 |  | DFO | OIL |  | 0 | 2.1 | 1 | [10 empty] | 0 | 0 | [7 empty] | -- | [7 empty] | -- |  |  |  |  | -- | [6 empty] | -- | [6 empty] | -- | [10 empty] | n/a |  |  |  | 0 | 0 | 0 | 0 | 0 | 0 | 0 | 0 | 0 | 0 | 0 | 0 | 0 | 0 | 0 | 0
2865 | IA | Iowa Distributed Wind Generation Project | 7966 | City of Algona - (IA) | 309 | City of Algona - (IA) | 309 | Midcontinent Independent Transmission System Operator, Inc.. | MISO | MRO | MROW | MRO West | MISO | 19 | 109 | Kossuth | 43.0347 | -94.1406 | 0 |  | WND | WIND |  | 0 | 2.3 | [11 empty] | 0 | 0 | [7 empty] | -- | [7 empty] | -- |  |  |  |  | -- | [6 empty] | -- | [6 empty] | -- | 0 | 0 | [8 empty] | n/a |  |  |  | 0 | 0 | 0 | 0 | 0 | 0 | 0 | 0 | 0 | 0 | 0 | 0 | 0 | 0 | 0 | 0
2870 | IA | John Deere Dubuque Works | 54414 | Black Hills Power Inc | 19545 | John Deere Dubuque Works | 9765 | Midcontinent Independent Transmission System Operator, Inc.. | MISO | MRO | MROW | MRO West | MISO | 19 | 061 | Dubuque | 42.5734 | -90.6926 | 12 |  | DFO | OIL |  | 0 | 23 | 1 | [10 empty] | 0 | 0 | [7 empty] | -- | [7 empty] | -- |  |  |  |  | -- | [6 empty] | -- | [6 empty] | -- | [10 empty] | n/a |  |  |  | 0 | 0 | 0 | 0 | 0 | 0 | 0 | 0 | 0 | 0 | 0 | 0 | 0 | 0 | 0 | 0
2885 | IA | Leonardo Wind 1 LLC | 59228 | Interstate Power and Light Co | 9417 | Leonardo Wind 1 LLC | 59022 | Midcontinent Independent Transmission System Operator, Inc.. | MISO | MRO | MROW | MRO West | MISO | 19 | 083 | Hardin | 42.4981 | -93.3678 | 0 |  | WND | WIND |  | 0 | 3 | [11 empty] | 0 | 0 | [7 empty] | -- | [7 empty] | -- |  |  |  |  | -- | [6 empty] | -- | [6 empty] | -- | 0 | 0 | [8 empty] | n/a |  |  |  | 0 | 0 | 0 | 0 | 0 | 0 | 0 | 0 | 0 | 0 | 0 | 0 | 0 | 0 | 0 | 0
2942 | IA | Primghar | 1177 | City of Primghar - (IA) | 15377 | City of Primghar - (IA) | 15377 | Midcontinent Independent Transmission System Operator, Inc.. | MISO | MRO | MROW | MRO West | MISO | 19 | 141 | O'Brien | 43.0871 | -95.626 | 0 |  | DFO | OIL |  | 0 | 1.8 | 1 | [10 empty] | 0 | 0 | [7 empty] | -- | [7 empty] | -- |  |  |  |  | -- | [6 empty] | -- | [6 empty] | -- | [10 empty] | n/a |  |  |  | 0 | 0 | 0 | 0 | 0 | 0 | 0 | 0 | 0 | 0 | 0 | 0 | 0 | 0 | 0 | 0
2991 | IA | Wapsie Valley Creamery Back Up Generator | 59379 | City of Independence - (IA) | 9230 | Wapsie Valley Creamery | 59156 | Midcontinent Independent Transmission System Operator, Inc.. | MISO | MRO | MROW | MRO West | MISO | 19 | 019 | Buchanan | 42.4778 | -91.8911 | 0 |  | DFO | OIL |  | 0 | 1.8 | 1 | [10 empty] | 0 | 0 | [7 empty] | -- | [7 empty] | -- |  |  |  |  | -- | [6 empty] | -- | [6 empty] | -- | [10 empty] | n/a |  |  |  | 0 | 0 | 0 | 0 | 0 | 0 | 0 | 0 | 0 | 0 | 0 | 0 | 0 | 0 | 0 | 0
3005 | IA | Whittemore | 1201 | Interstate Power and Light Co | 9417 | City of Whittemore - (IA) | 20604 | Midcontinent Independent Transmission System Operator, Inc.. | MISO | MRO | MROW | MRO West | MISO | 19 | 109 | Kossuth | 43.0644 | -94.4219 | 0 |  | DFO | OIL |  | 0 | 1.9 | 1 | [10 empty] | 0 | 0 | [7 empty] | -- | [7 empty] | -- |  |  |  |  | -- | [6 empty] | -- | [6 empty] | -- | [10 empty] | n/a |  |  |  | 0 | 0 | 0 | 0 | 0 | 0 | 0 | 0 | 0 | 0 | 0 | 0 | 0 | 0 | 0 | 0
3223 | IL | Des Plaines Gas Recovery | 56418 | Commonwealth Edison Co | 4110 | Sexton Energy LLC | 54808 | PJM Interconnection, LLC | PJM | RFC | RFCW | RFC West | PJM | 17 | 031 | Cook | 42.0671 | -87.8862 | 0 |  | LFG | BIOMASS |  | 0 | 3.6 | 1 | [10 empty] | 0 | 0 | [7 empty] | -- | [7 empty] | -- |  |  |  |  | -- | [6 empty] | -- | [6 empty] | -- | [10 empty] | n/a |  |  |  | 0 | 0 | 0 | 0 | 0 | 0 | 0 | 0 | 0 | 0 | 0 | 0 | 0 | 0 | 0 | 0
3236 | IL | Evanston Township High School | 54788 | Commonwealth Edison Co | 4110 | Evanston Board of Education | 6883 | PJM Interconnection, LLC | PJM | RFC | RFCW | RFC West | PJM | 17 | 031 | Cook | 42.044 | -87.6996 | 0 |  | NG | GAS |  | 0 | 2.4 | 1 | [10 empty] | 0 | 0 | [7 empty] | -- | [7 empty] | -- |  |  |  |  | -- | [6 empty] | -- | [6 empty] | -- | [10 empty] | n/a |  |  |  | 0 | 0 | 0 | 0 | 0 | 0 | 0 | 0 | 0 | 0 | 0 | 0 | 0 | 0 | 0 | 0
3252 | IL | General Mills West Chicago | 54924 | Commonwealth Edison Co | 4110 | General Mills Inc | 7057 | PJM Interconnection, LLC | PJM | RFC | RFCW | RFC West | PJM | 17 | 043 | DuPage | 41.8794 | -88.22 | 0 |  | NG | GAS |  | 0 | 6.4 | 1 |  | Yes | 0 |  | 1 | [5 empty] | 0 | 0 | [7 empty] | -- | [7 empty] | -- |  |  |  |  | -- | [6 empty] | -- | [6 empty] | -- | [10 empty] | n/a |  |  |  | 0 | 0 | 0 | 0 | 0 | 0 | 0 | 0 | 0 | 0 | 0 | 0 | 0 | 0 | 0 | 0
3276 | IL | IMEA Highland | 56114 | City of Highland | 8573 | City of Highland | 8573 | Midcontinent Independent Transmission System Operator, Inc.. | MISO | SERC | SRMW | SERC Midwest | MISO | 17 | 119 | Madison | 38.7417 | -89.6847 | 0 |  | DFO | OIL |  | 0 | 3.6 | 1 | [10 empty] | 0 | 0 | [7 empty] | -- | [7 empty] | -- |  |  |  |  | -- | [6 empty] | -- | [6 empty] | -- | [10 empty] | n/a |  |  |  | 0 | 0 | 0 | 0 | 0 | 0 | 0 | 0 | 0 | 0 | 0 | 0 | 0 | 0 | 0 | 0
3278 | IL | Ingersoll Milling Machine | 50989 | City of Rockford- (IA) | 16211 | Ingersall Machine Tools Inc. | 9227 | Midcontinent Independent Transmission System Operator, Inc.. | MISO | RFC | RFCW | RFC West | MISO | 17 | 201 | Winnebago | 42.2989 | -89.0759 | 0 |  | NG | GAS |  | 0 | 4.6 | 1 |  | Yes | 0 |  | 1 | [5 empty] | 0 | 0 | [7 empty] | -- | [7 empty] | -- |  |  |  |  | -- | [6 empty] | -- | [6 empty] | -- | [10 empty] | n/a |  |  |  | 0 | 0 | 0 | 0 | 0 | 0 | 0 | 0 | 0 | 0 | 0 | 0 | 0 | 0 | 0 | 0
3320 | IL | Mooseheart Power House | 50337 | Commonwealth Edison Co | 4110 | Moose International | 21690 | PJM Interconnection, LLC | PJM | RFC | RFCW | RFC West | PJM | 17 | 089 | Kane | 41.8244 | -88.3331 | 0 |  | NG | GAS |  | 0 | 1.8 | 1 |  | Yes | 0 |  | 1 | [5 empty] | 0 | 0 | [7 empty] | -- | [7 empty] | -- |  |  |  |  | -- | [6 empty] | -- | [6 empty] | -- | [10 empty] | n/a |  |  |  | 0 | 0 | 0 | 0 | 0 | 0 | 0 | 0 | 0 | 0 | 0 | 0 | 0 | 0 | 0 | 0
3323 | IL | MPEA Energy Center | 55067 | Commonwealth Edison Co | 4110 | Metropolitan Pier and Exposition Auth | 54704 | PJM Interconnection, LLC | PJM | RFC | RFCW | RFC West | PJM | 17 | 031 | Cook | 41.8527 | -87.6185 | 0 |  | NG | GAS |  | 0 | 9.3 | 1 |  | Yes | 0 |  | 1 | [5 empty] | 0 | 0 | [7 empty] | -- | [7 empty] | -- |  |  |  |  | -- | [6 empty] | -- | [6 empty] | -- | [10 empty] | n/a |  |  |  | 0 | 0 | 0 | 0 | 0 | 0 | 0 | 0 | 0 | 0 | 0 | 0 | 0 | 0 | 0 | 0
3324 | IL | MTHS Co-Gen Buildings | 58825 | 4-County Electric Power Assn | 6641 | Maine Township High School Dist 207 | 58701 | PJM Interconnection, LLC | PJM | RFC | RFCW | RFC West | PJM | 17 | 031 | Cook | 42.0019 | -87.8522 | 0 |  | NG | GAS |  | 0 | 1.2 | 1 |  | Yes | 0 |  | 1 | [5 empty] | 0 | 0 | [7 empty] | -- | [7 empty] | -- |  |  |  |  | -- | [6 empty] | -- | [6 empty] | -- | [10 empty] | n/a |  |  |  | 0 | 0 | 0 | 0 | 0 | 0 | 0 | 0 | 0 | 0 | 0 | 0 | 0 | 0 | 0 | 0
3325 | IL | Museum of Science and Industry | 58635 | Commonwealth Edison Co | 4110 | Museum of Science and Industry | 58583 | PJM Interconnection, LLC | PJM | RFC | RFCW | RFC West | PJM | 17 | 031 | Cook | 41.7906 | -87.5828 | 0 |  | NG | GAS |  | 0 | 1.7 | 1 |  | Yes | 208 | 0 | 0 | [5 empty] | 0 | 0 | [7 empty] | -- | [7 empty] | -- |  |  |  |  | -- | [6 empty] | -- | [6 empty] | -- | [10 empty] | n/a |  |  |  | 0 | 0 | 0 | 0 | 0 | 0 | 0 | 0 | 0 | 0 | 0 | 0 | 0 | 0 | 0 | 0
3337 | IL | Panduit Tinley Park | 54932 | Commonwealth Edison Co | 4110 | Panduit Corp | 14417 | PJM Interconnection, LLC | PJM | RFC | RFCW | RFC West | PJM | 17 | 031 | Cook | 41.5776 | -87.7704 | 0 |  | NG | GAS |  | 0 | 1.4 | 1 |  | Yes | 0 |  | 1 | [5 empty] | 0 | 0 | [7 empty] | -- | [7 empty] | -- |  |  |  |  | -- | [6 empty] | -- | [6 empty] | -- | [10 empty] | n/a |  |  |  | 0 | 0 | 0 | 0 | 0 | 0 | 0 | 0 | 0 | 0 | 0 | 0 | 0 | 0 | 0 | 0
3348 | IL | Presence Saint Mary of Nazareth Hospital | 54886 | Commonwealth Edison Co | 4110 | Presence Health | 15917 | PJM Interconnection, LLC | PJM | RFC | RFCW | RFC West | PJM | 17 | 031 | Cook | 41.9031 | -87.6831 | 0 |  | NG | GAS |  | 0 | 5 | 1 |  | Yes | 0 |  | 1 | [5 empty] | 0 | 0 | [7 empty] | -- | [7 empty] | -- |  |  |  |  | -- | [6 empty] | -- | [6 empty] | -- | [10 empty] | n/a |  |  |  | 0 | 0 | 0 | 0 | 0 | 0 | 0 | 0 | 0 | 0 | 0 | 0 | 0 | 0 | 0 | 0
3376 | IL | SIUC | 57928 | Ameren Illinois Company | 56697 | Southern Illinois University Carbondale | 57306 | Midcontinent Independent Transmission System Operator, Inc.. | MISO | SERC | SRMW | SERC Midwest | MISO | 17 | 077 | Jackson | 37.7119 | -89.215 | 0 |  | BIT | COAL | Yes | 0 | 5.1 | 1 |  | Yes | 730017.6 | 0 | 0 | [5 empty] | 0 | 0 | [7 empty] | -- | [7 empty] | -- |  |  |  |  | -- | [6 empty] | -- | [6 empty] | -- | [10 empty] | n/a |  |  |  | 0 | 0 | 0 | 0 | 0 | 0 | 0 | 0 | 0 | 0 | 0 | 0 | 0 | 0 | 0 | 0
3416 | IN | AEP Churubusco NaS | 60617 | Indiana Michigan Power Co | 9324 | Indiana Michigan Power Co | 9324 | PJM Interconnection, LLC | PJM | RFC | RFCW | RFC West | PJM | 18 | 183 | Whitley | 41.2326 | -85.3149 | 0 |  | MWH | OTHF |  | 0 | 2 | [11 empty] | 0 | 0 | [7 empty] | -- | [7 empty] | -- |  |  |  |  | -- | [6 empty] | -- | [6 empty] | -- | [10 empty] | n/a |  |  |  | 0 | 0 | 0 | 0 | 0 | 0 | 0 | 0 | 0 | 0 | 0 | 0 | 0 | 0 | 0 | 0
3440 | IN | Crawfordsville Power Plant | 1024 | Crawfordsville Elec, Lgt & Pwr | 4508 | Crawfordsville Energy LLC | 59774 | Midcontinent Independent Transmission System Operator, Inc.. | MISO | RFC | RFCW | RFC West | MISO | 18 | 107 | Montgomery | 40.0489 | -86.8992 | 2 | 2 | BIT | COAL |  | 0 | 24.9 | 1 | [6 empty] | 0 | 0 | 0 | 0 | 0 | 0 | 0 | 0 | 0 | 0 | 0 | 0 | 0 | -- | [7 empty] | -- |  |  |  |  | -- | [6 empty] | -- | 0 | 0 | 0 | 0 | 0 | 0 | -- | 0 | 0 | 0 | 0 | EIA | EIA | EIA | EIA | EIA | EIA | n/a | EIA | EIA |  | 0 | 0 | 0 | 0 | 0 | 0 | 0 | 0 | 0 | 0 | 0 | 0 | 0 | 0 | 0 | 0
3498 | IN | Jasper 2 | 6225 | City of Jasper - (IN) | 9667 | City of Jasper - (IN) | 9667 | Midcontinent Independent Transmission System Operator, Inc.. | MISO | RFC | RFCW | RFC West | MISO | 18 | 037 | Dubois | 38.4004 | -86.9146 | 1 | 1 | BIT | COAL |  | 0 | 14.5 | 1 | [6 empty] | 0 | 0 | 0 | 0 | 0 | 0 |  |  | 0 | 0 | 0 | 0 | 0 | -- | [7 empty] | -- |  |  |  |  | -- | [6 empty] | -- |  |  | 0 | 0 | 0 | 0 | -- | 0 | 0 | 0 | 0 |  |  | EIA | EIA | EIA | EIA | n/a | EIA | EIA |  | 0 | 0 | 0 | 0 | 0 | 0 | 0 | 0 | 0 | 0 | 0 | 0 | 0 | 0 | 0 | 0
3506 | IN | Lilly Technical Center | 58043 | Indianapolis Power & Light Co | 9273 | Eli Lilly and Company | 57414 | Midcontinent Independent Transmission System Operator, Inc.. | MISO | RFC | RFCW | RFC West | MISO | 18 | 097 | Marion | 39.7475 | -86.1831 | 0 |  | DFO | OIL |  | 0 | 7 | 1 | [10 empty] | 0 | 0 | [7 empty] | -- | [7 empty] | -- |  |  |  |  | -- | [6 empty] | -- | [6 empty] | -- | [10 empty] | n/a |  |  |  | 0 | 0 | 0 | 0 | 0 | 0 | 0 | 0 | 0 | 0 | 0 | 0 | 0 | 0 | 0 | 0
3596 | KS | Bird City | 1224 | Midwest Energy Inc | 12524 | Midwest Energy Inc | 12524 | Southwest Power Pool | SWPP | SPP | SPNO | SPP North |  | 20 | 023 | Cheyenne | 39.7581 | -101.5319 | 0 |  | DFO | OIL |  | 0 | 4 | 1 | [10 empty] | 0 | 0 | [7 empty] | -- | [7 empty] | -- |  |  |  |  | -- | [6 empty] | -- | [6 empty] | -- | [10 empty] | n/a |  |  |  | 0 | 0 | 0 | 0 | 0 | 0 | 0 | 0 | 0 | 0 | 0 | 0 | 0 | 0 | 0 | 0
3609 | KS | Cimarron Bend Wind Project I, LLC | 60687 | ITC Great Plains, LLC | 56526 | Cimarron Bend Wind Project I, LLC | 60406 | Southwest Power Pool | SWPP | SPP | SPNO | SPP North |  | 20 | 025 | Clark | 37.355 | -99.991 | 0 |  | WND | WIND |  | 0 | 200 | [11 empty] | 0 | 0 | [7 empty] | -- | [7 empty] | -- |  |  |  |  | -- | [6 empty] | -- | [6 empty] | -- | 0 | 0 | [8 empty] | n/a |  |  |  | 0 | 0 | 0 | 0 | 0 | 0 | 0 | 0 | 0 | 0 | 0 | 0 | 0 | 0 | 0 | 0
3614 | KS | Clay Center | 1270 | Westar Energy Inc | 22500 | City of Clay Center - (KS) | 3710 | Southwest Power Pool | SWPP | SPP | SPNO | SPP North |  | 20 | 027 | Clay | 39.374 | -97.1272 | 0 |  | NG | GAS |  | 0 | 31.4 | 1 | [10 empty] | 0 | 0 | [7 empty] | -- | [7 empty] | -- |  |  |  |  | -- | [6 empty] | -- | [6 empty] | -- | [10 empty] | n/a |  |  |  | 0 | 0 | 0 | 0 | 0 | 0 | 0 | 0 | 0 | 0 | 0 | 0 | 0 | 0 | 0 | 0
3637 | KS | Gardner Energy Center | 7281 | City of Gardner - (KS) | 6949 | City of Gardner - (KS) | 6949 | Southwest Power Pool | SWPP | SPP | SPNO | SPP North |  | 20 | 091 | Johnson | 38.8308 | -94.8903 | 0 |  | NG | GAS |  | 0 | 39.2 | 1 | [10 empty] | 0 | 0 | [7 empty] | -- | [7 empty] | -- |  |  |  |  | -- | [6 empty] | -- | [6 empty] | -- | [10 empty] | n/a |  |  |  | 0 | 0 | 0 | 0 | 0 | 0 | 0 | 0 | 0 | 0 | 0 | 0 | 0 | 0 | 0 | 0
3648 | KS | Herington | 1283 | Westar Energy Inc | 22500 | City of Herington - (KS) | 8490 | Southwest Power Pool | SWPP | SPP | SPNO | SPP North |  | 20 | 041 | Dickinson | 38.6658 | -96.9492 | 0 |  | DFO | OIL |  | 0 | 10.6 | 1 | [10 empty] | 0 | 0 | [7 empty] | -- | [7 empty] | -- |  |  |  |  | -- | [6 empty] | -- | [6 empty] | -- | [10 empty] | n/a |  |  |  | 0 | 0 | 0 | 0 | 0 | 0 | 0 | 0 | 0 | 0 | 0 | 0 | 0 | 0 | 0 | 0
3649 | KS | Hill City | 1285 | Sunflower Electric Power Corp | 18315 | City of Hill City | 8599 | Southwest Power Pool | SWPP | SPP | SPNO | SPP North |  | 20 | 065 | Graham | 39.3582 | -99.8417 | 0 |  | NG | GAS |  | 0 | 6.9 | 1 | [10 empty] | 0 | 0 | [7 empty] | -- | [7 empty] | -- |  |  |  |  | -- | [6 empty] | -- | [6 empty] | -- | [10 empty] | n/a |  |  |  | 0 | 0 | 0 | 0 | 0 | 0 | 0 | 0 | 0 | 0 | 0 | 0 | 0 | 0 | 0 | 0
3661 | KS | Johnson | 6579 | Pioneer Electric Coop, Inc - (KS) | 15073 | City of Johnson - (KS) | 9776 | Southwest Power Pool | SWPP | SPP | SPNO | SPP North |  | 20 | 187 | Stanton | 37.5669 | -101.7511 | 0 |  | DFO | OIL |  | 0 | 6.5 | 1 | [10 empty] | 0 | 0 | [7 empty] | -- | [7 empty] | -- |  |  |  |  | -- | [6 empty] | -- | [6 empty] | -- | [10 empty] | n/a |  |  |  | 0 | 0 | 0 | 0 | 0 | 0 | 0 | 0 | 0 | 0 | 0 | 0 | 0 | 0 | 0 | 0
3679 | KS | Mulvane Power Plant | 1308 | City of Mulvane - (KS) | 13095 | City of Mulvane - (KS) | 13095 | Southwest Power Pool | SWPP | SPP | SPNO | SPP North |  | 20 | 191 | Sumner | 37.4724 | -97.2467 | 0 |  | NG | GAS |  | 0 | 7.2 | 1 | [10 empty] | 0 | 0 | [7 empty] | -- | [7 empty] | -- |  |  |  |  | -- | [6 empty] | -- | [6 empty] | -- | [10 empty] | n/a |  |  |  | 0 | 0 | 0 | 0 | 0 | 0 | 0 | 0 | 0 | 0 | 0 | 0 | 0 | 0 | 0 | 0
3685 | KS | Oberlin (KS) | 1312 | City of Oberlin - (KS) | 13948 | City of Oberlin - (KS) | 13948 | Southwest Power Pool | SWPP | SPP | SPNO | SPP North |  | 20 | 039 | Decatur | 39.8217 | -100.5289 | 0 |  | NG | GAS |  | 0 | 6.9 | 1 | [10 empty] | 0 | 0 | [7 empty] | -- | [7 empty] | -- |  |  |  |  | -- | [6 empty] | -- | [6 empty] | -- | [10 empty] | n/a |  |  |  | 0 | 0 | 0 | 0 | 0 | 0 | 0 | 0 | 0 | 0 | 0 | 0 | 0 | 0 | 0 | 0
3693 | KS | Oxford (KS) | 7432 | City of Oxford - (KS) | 14276 | City of Oxford - (KS) | 14276 | Southwest Power Pool | SWPP | SPP | SPNO | SPP North |  | 20 | 191 | Sumner | 37.2758 | -97.1636 | 0 |  | DFO | OIL |  | 0 | 8.4 | 1 | [10 empty] | 0 | 0 | [7 empty] | -- | [7 empty] | -- |  |  |  |  | -- | [6 empty] | -- | [6 empty] | -- | [10 empty] | n/a |  |  |  | 0 | 0 | 0 | 0 | 0 | 0 | 0 | 0 | 0 | 0 | 0 | 0 | 0 | 0 | 0 | 0
3706 | KS | Sharon Spring | 1324 | City of Sharon Springs - (KS) | 16988 | City of Sharon Springs - (KS) | 16988 | Southwest Power Pool | SWPP | SPP | SPNO | SPP North |  | 20 | 199 | Wallace | 38.8906 | -101.7515 | 0 |  | NG | GAS |  | 0 | 3 | 1 | [10 empty] | 0 | 0 | [7 empty] | -- | [7 empty] | -- |  |  |  |  | -- | [6 empty] | -- | [6 empty] | -- | [10 empty] | n/a |  |  |  | 0 | 0 | 0 | 0 | 0 | 0 | 0 | 0 | 0 | 0 | 0 | 0 | 0 | 0 | 0 | 0
3714 | KS | St Francis | 1321 | Sunflower Electric Power Corp | 18315 | City of St Francis - (KS) | 17872 | Southwest Power Pool | SWPP | SPP | SPNO | SPP North |  | 20 | 023 | Cheyenne | 39.7709 | -101.8101 | 0 |  | DFO | OIL |  | 0 | 5.9 | 1 | [10 empty] | 0 | 0 | [7 empty] | -- | [7 empty] | -- |  |  |  |  | -- | [6 empty] | -- | [6 empty] | -- | [10 empty] | n/a |  |  |  | 0 | 0 | 0 | 0 | 0 | 0 | 0 | 0 | 0 | 0 | 0 | 0 | 0 | 0 | 0 | 0
3719 | KS | Synata Hugoton | 58613 | Pioneer Electric Coop, Inc - (KS) | 15073 | Abengoa Bioenergy Biomass of Kansas | 58566 | Southwest Power Pool | SWPP | SPP | SPNO | SPP North |  | 20 | 189 | Stevens | 37.1808 | -101.3867 | 1 | 1 | AB | BIOMASS |  | 0 | 21.9 | 1 |  | Yes | 0 |  | 1 |  | 0 | 0 | 0 | 0 | 0 | 0 |  |  | 0 | 0 | 0 | 0 | 0 | -- | [7 empty] | -- |  |  |  |  | -- | [6 empty] | -- |  |  | 0 | 0 | 0 | 0 | -- | 0 | 0 | 0 | 0 |  |  | EIA | EIA | EIA | EIA | n/a | EIA | EIA |  | 0 | 0 | 0 | 0 | 0 | 0 | 0 | 0 | 0 | 0 | 0 | 0 | 0 | 0 | 0 | 0
3724 | KS | Waste Water Plant Generator | 56022 | City of Winfield - (KS) | 20813 | City of Winfield - (KS) | 20813 | Southwest Power Pool | SWPP | SPP | SPNO | SPP North |  | 20 | 035 | Cowley | 37.2278 | -96.9897 | 0 |  | DFO | OIL |  | 0 | 1.6 | 1 | [10 empty] | 0 | 0 | [7 empty] | -- | [7 empty] | -- |  |  |  |  | -- | [6 empty] | -- | [6 empty] | -- | [10 empty] | n/a |  |  |  | 0 | 0 | 0 | 0 | 0 | 0 | 0 | 0 | 0 | 0 | 0 | 0 | 0 | 0 | 0 | 0
3733 | KS | Wichita Plant | 50169 | Westar Energy Inc | 22500 | Occidental Chemical Corporation | 13914 | Southwest Power Pool | SWPP | SPP | SPNO | SPP North |  | 20 | 173 | Sedgwick | 37.5813 | -97.4241 | 0 |  | NG | GAS |  | 0 | 43.7 | 1 |  | Yes | 0 |  | 1 | [5 empty] | 0 | 0 | [7 empty] | -- | [7 empty] | -- |  |  |  |  | -- | [6 empty] | -- | [6 empty] | -- | [10 empty] | n/a |  |  |  | 0 | 0 | 0 | 0 | 0 | 0 | 0 | 0 | 0 | 0 | 0 | 0 | 0 | 0 | 0 | 0
3777 | KY | Paris (KY) | 1376 | City of Paris - (KY) | 14459 | City of Paris - (KY) | 14459 | LG&E and KU Services Company as agent for Louisville Gas and Electric Company and Kentucky Utilities | LGEE | SERC | SRTV | SERC Tennessee Valley |  | 21 | 017 | Bourbon | 38.2049 | -84.2383 | 0 |  | DFO | OIL |  | 0 | 11.5 | 1 | [10 empty] | 0 | 0 | [7 empty] | -- | [7 empty] | -- |  |  |  |  | -- | [6 empty] | -- | [6 empty] | -- | [10 empty] | n/a |  |  |  | 0 | 0 | 0 | 0 | 0 | 0 | 0 | 0 | 0 | 0 | 0 | 0 | 0 | 0 | 0 | 0
3821 | LA | Enterprise Sugar Factory | 51008 | Cleco Power LLC | 3265 | M.A. Patout & Son Limited, LLC | 11415 | Midcontinent Independent Transmission System Operator, Inc.. | MISO | SERC | SPSO | SPP South | MISO | 22 | 045 | Iberia | 29.9036 | -91.7256 | 0 |  | AB | BIOMASS |  | 0 | 3 | 1 | Yes | Yes | 3056204 | 0 | 0 | [5 empty] | 0 | 0 | [7 empty] | -- | [7 empty] | -- |  |  |  |  | -- | [6 empty] | -- | [6 empty] | -- | [10 empty] | n/a |  |  |  | 0 | 0 | 0 | 0 | 0 | 0 | 0 | 0 | 0 | 0 | 0 | 0 | 0 | 0 | 0 | 0
3862 | LA | PCS Nitrogen Fertilizer LP | 50341 | Entergy Gulf States - LA LLC | 55936 | PCS Nitrogen LP | 15237 | Midcontinent Independent Transmission System Operator, Inc.. | MISO | SERC | SRMV | SERC Mississippi Valley | MISO | 22 | 047 | Iberville | 30.227 | -91.0551 | 0 |  | DFO | OIL |  | 0 | 40 | 1 | [10 empty] | 0 | 0 | [7 empty] | -- | [7 empty] | -- |  |  |  |  | -- | [6 empty] | -- | [6 empty] | -- | [10 empty] | n/a |  |  |  | 0 | 0 | 0 | 0 | 0 | 0 | 0 | 0 | 0 | 0 | 0 | 0 | 0 | 0 | 0 | 0
3888 | LA | Toca Plant | 54705 | Entergy Louisiana LLC | 11241 | Enterprise Products Optg LP | 29925 | Midcontinent Independent Transmission System Operator, Inc.. | MISO | SERC | SRMV | SERC Mississippi Valley | MISO | 22 | 087 | St Bernard | 29.8667 | -89.8261 | 0 |  | NG | GAS |  | 0 | 2.8 | 1 | [10 empty] | 0 | 0 | [7 empty] | -- | [7 empty] | -- |  |  |  |  | -- | [6 empty] | -- | [6 empty] | -- | [10 empty] | n/a |  |  |  | 0 | 0 | 0 | 0 | 0 | 0 | 0 | 0 | 0 | 0 | 0 | 0 | 0 | 0 | 0 | 0
3919 | MA | Barrett PV | 61342 | New England Power Company | 13433 | BWC French River, LLC | 60980 | ISO New England Inc. | ISNE | NPCC | NEWE | NPCC New England | ISONE | 25 | 027 | Worcester | 42.1622 | -71.8645 | 0 |  | SUN | SOLAR |  | 0 | 11.9 | [11 empty] | 0 | 0 | [7 empty] | -- | [7 empty] | -- |  |  |  |  | -- | [6 empty] | -- | [6 empty] | -- | 0 | 0 | [8 empty] | n/a |  |  |  | 0 | 0 | 0 | 0 | 0 | 0 | 0 | 0 | 0 | 0 | 0 | 0 | 0 | 0 | 0 | 0
3964 | MA | Centaurus Solar - MA | 61371 | NSTAR Electric Company | 54913 | LSE Centaurus LLC | 61009 | ISO New England Inc. | ISNE | NPCC | NEWE | NPCC New England | ISONE | 25 | 017 | Middlesex | 42.253 | -71.426 | 0 |  | SUN | SOLAR |  | 0 | 2.4 | [11 empty] | 0 | 0 | [7 empty] | -- | [7 empty] | -- |  |  |  |  | -- | [6 empty] | -- | [6 empty] | -- | 0 | 0 | [8 empty] | n/a |  |  |  | 0 | 0 | 0 | 0 | 0 | 0 | 0 | 0 | 0 | 0 | 0 | 0 | 0 | 0 | 0 | 0
4037 | MA | Gardners Falls | 1634 | Western Massachusetts Electric Company | 20455 | NAEA Energy Massachusetts LLC | 56401 | ISO New England Inc. | ISNE | NPCC | NEWE | NPCC New England | ISONE | 25 | 011 | Franklin | 42.5914 | -72.7308 | 0 |  | WAT | HYDRO |  | 0 | 3.5 | [11 empty] | 0 | 0 | [7 empty] | -- | [7 empty] | -- |  |  |  |  | -- | [6 empty] | -- | [6 empty] | -- | 0 | 0 | [8 empty] | n/a |  |  |  | 0 | 0 | 0 | 0 | 0 | 0 | 0 | 0 | 0 | 0 | 0 | 0 | 0 | 0 | 0 | 0
4041 | MA | Grafton PV | 61341 | New England Power Company | 13433 | BWC Salmon Brook, LLC | 60979 | ISO New England Inc. | ISNE | NPCC | NEWE | NPCC New England | ISONE | 25 | 027 | Worcester | 42.2255 | -71.6626 | 0 |  | SUN | SOLAR |  | 0 | 2.7 | [11 empty] | 0 | 0 | [7 empty] | -- | [7 empty] | -- |  |  |  |  | -- | [6 empty] | -- | [6 empty] | -- | 0 | 0 | [8 empty] | n/a |  |  |  | 0 | 0 | 0 | 0 | 0 | 0 | 0 | 0 | 0 | 0 | 0 | 0 | 0 | 0 | 0 | 0
4053 | MA | Harris Energy Realty | 54981 | City of Holyoke - (MA) | 8774 | City of Holyoke Gas and Electric Dept. | 8776 | ISO New England Inc. | ISNE | NPCC | NEWE | NPCC New England | ISONE | 25 | 013 | Hampden | 42.2052 | -72.5929 | 0 |  | WAT | HYDRO |  | 0 | 3.3 | [11 empty] | 0 | 0 | [7 empty] | -- | [7 empty] | -- |  |  |  |  | -- | [6 empty] | -- | [6 empty] | -- | 0 | 0 | [8 empty] | n/a |  |  |  | 0 | 0 | 0 | 0 | 0 | 0 | 0 | 0 | 0 | 0 | 0 | 0 | 0 | 0 | 0 | 0
4063 | MA | Hunt Road Solar | 59927 | Massachusetts Electric Co | 11804 | Citizens Enterprises Corporation | 58871 | ISO New England Inc. | ISNE | NPCC | NEWE | NPCC New England | ISONE | 25 | 009 | Essex | 42.8298 | -70.9602 | 0 |  | SUN | SOLAR |  | 0 | 4.5 | [11 empty] | 0 | 0 | [7 empty] | -- | [7 empty] | -- |  |  |  |  | -- | [6 empty] | -- | [6 empty] | -- | 0 | 0 | [8 empty] | n/a |  |  |  | 0 | 0 | 0 | 0 | 0 | 0 | 0 | 0 | 0 | 0 | 0 | 0 | 0 | 0 | 0 | 0
4073 | MA | Iron Horse Solar I CSG | 60855 | Massachusetts Electric Co | 11804 | Iron Horse Solar 1, LLC | 60514 | ISO New England Inc. | ISNE | NPCC | NEWE | NPCC New England | ISONE | 25 | 017 | Middlesex | 42.5829 | -71.2464 | 0 |  | SUN | SOLAR |  | 0 | 2.9 | [11 empty] | 0 | 0 | [7 empty] | -- | [7 empty] | -- |  |  |  |  | -- | [6 empty] | -- | [6 empty] | -- | 0 | 0 | [8 empty] | n/a |  |  |  | 0 | 0 | 0 | 0 | 0 | 0 | 0 | 0 | 0 | 0 | 0 | 0 | 0 | 0 | 0 | 0
4075 | MA | Kearsarge Bellingham PV | 61373 | Massachusetts Electric Co | 11804 | Kearsarge Bellingham LLC | 61011 | ISO New England Inc. | ISNE | NPCC | NEWE | NPCC New England | ISONE | 25 | 021 | Norfolk | 42.0712 | -71.4586 | 0 |  | SUN | SOLAR |  | 0 | 2.9 | [11 empty] | 0 | 0 | [7 empty] | -- | [7 empty] | -- |  |  |  |  | -- | [6 empty] | -- | [6 empty] | -- | 0 | 0 | [8 empty] | n/a |  |  |  | 0 | 0 | 0 | 0 | 0 | 0 | 0 | 0 | 0 | 0 | 0 | 0 | 0 | 0 | 0 | 0
4097 | MA | MDFA Devens-Saratoga | 61350 | Massachusetts Electric Co | 11804 | WGL Energy Systems, Inc | 57081 | ISO New England Inc. | ISNE | NPCC | NEWE | NPCC New England | ISONE | 25 | 027 | Worcester | 42.5441 | -71.5988 | 0 |  | SUN | SOLAR |  | 0 | 2.5 | [11 empty] | 0 | 0 | [7 empty] | -- | [7 empty] | -- |  |  |  |  | -- | [6 empty] | -- | [6 empty] | -- | 0 | 0 | [8 empty] | n/a |  |  |  | 0 | 0 | 0 | 0 | 0 | 0 | 0 | 0 | 0 | 0 | 0 | 0 | 0 | 0 | 0 | 0
4098 | MA | Meadow Solar | 60756 | NSTAR Electric Company | 54913 | Altus Power America Management, LLC | 60281 | ISO New England Inc. | ISNE | NPCC | NEWE | NPCC New England | ISONE | 25 | 025 | Suffolk | 42.2301 | -71.1333 | 0 |  | SUN | SOLAR |  | 0 | 3 | [11 empty] | 0 | 0 | [7 empty] | -- | [7 empty] | -- |  |  |  |  | -- | [6 empty] | -- | [6 empty] | -- | 0 | 0 | [8 empty] | n/a |  |  |  | 0 | 0 | 0 | 0 | 0 | 0 | 0 | 0 | 0 | 0 | 0 | 0 | 0 | 0 | 0 | 0
4120 | MA | Newark America Mill | 57103 | Unitil Energy Systems | 24590 | Newark America | 56406 | ISO New England Inc. | ISNE | NPCC | NEWE | NPCC New England | ISONE | 25 | 027 | Worcester | 42.561 | -71.8488 | 1 | 1 | NG | GAS |  | 0 | 6.3 | 1 |  | Yes | 401079.2 | 0 | 0 |  | 0 | 0 | 0 | 0 | 0 | 0 | 0 | 0 | 0 | 0 | 0 | 0 | 0 | -- | [7 empty] | -- |  |  |  |  | -- | [6 empty] | -- | 41.454 | 23.539 | 0.801 | 29301.071 | 1105.286 | 110.529 | -- | 501348.404 | 0 | 501348.404 | 0 | EIA | EIA | EIA | EIA | EIA | EIA | n/a | EIA | EIA |  | 0 | 0 | 0 | 0 | 0 | 0 | 0 | 0 | 0 | 0 | 0 | 0 | 0 | 0 | 0 | 0
4140 | MA | Palmer Landfill | 60076 | Massachusetts Electric Co | 11804 | Syncarpha Bondsville, LLC | 59826 | ISO New England Inc. | ISNE | NPCC | NEWE | NPCC New England | ISONE | 25 | 013 | Hampden | 42.2166 | -72.3155 | 0 |  | SUN | SOLAR |  | 0 | 4 | [11 empty] | 0 | 0 | [7 empty] | -- | [7 empty] | -- |  |  |  |  | -- | [6 empty] | -- | [6 empty] | -- | 0 | 0 | [8 empty] | n/a |  |  |  | 0 | 0 | 0 | 0 | 0 | 0 | 0 | 0 | 0 | 0 | 0 | 0 | 0 | 0 | 0 | 0
4227 | MA | West Boylston Community Shared Solar | 61415 | Town of West Boylston - (MA) | 20326 | Town of West Boylston - (MA) | 20326 | ISO New England Inc. | ISNE | NPCC | NEWE | NPCC New England | ISONE | 25 | 027 | Worcester | 42.3314 | -71.7711 | 0 |  | SUN | SOLAR |  | 0 | 1.5 | [11 empty] | 0 | 0 | [7 empty] | -- | [7 empty] | -- |  |  |  |  | -- | [6 empty] | -- | [6 empty] | -- | 0 | 0 | [8 empty] | n/a |  |  |  | 0 | 0 | 0 | 0 | 0 | 0 | 0 | 0 | 0 | 0 | 0 | 0 | 0 | 0 | 0 | 0
4267 | MD | Brown Station Road Plant I | 50060 | Potomac Electric Power Co | 15270 | Prince George's County | 15380 | PJM Interconnection, LLC | PJM | RFC | RFCE | RFC East | PJM | 24 | 033 | Prince Georges | 38.8249 | -76.7722 | 0 |  | LFG | BIOMASS |  | 0 | 2.7 | 1 |  | Yes | 0 |  | 1 | [5 empty] | 0 | 0 | [7 empty] | -- | [7 empty] | -- |  |  |  |  | -- | [6 empty] | -- | [6 empty] | -- | [10 empty] | n/a |  |  |  | 0 | 0 | 0 | 0 | 0 | 0 | 0 | 0 | 0 | 0 | 0 | 0 | 0 | 0 | 0 | 0
4307 | MD | Harford Waste to Energy Facility | 54935 | Baltimore Gas & Electric Co | 1167 | Energy Recovery Operations, Inc | 49770 | PJM Interconnection, LLC | PJM | RFC | RFCE | RFC East | PJM | 24 | 025 | Harford | 39.4039 | -76.3172 | 0 |  | MSW | BIOMASS |  | 0 | 1.2 | 1 | Yes | Yes | 86999.2 | 0 | 0 | [5 empty] | 0 | 0 | [7 empty] | -- | [7 empty] | -- |  |  |  |  | -- | [6 empty] | -- | [6 empty] | -- | [10 empty] | n/a |  |  |  | 0 | 0 | 0 | 0 | 0 | 0 | 0 | 0 | 0 | 0 | 0 | 0 | 0 | 0 | 0 | 0
4311 | MD | IGS Solar I - BWI5 | 61358 | Baltimore Gas & Electric Co | 1167 | IGS Solar I, LLC | 60994 | PJM Interconnection, LLC | PJM | RFC | RFCE | RFC East | PJM | 24 | 005 | Baltimore | 39.27 | -76.548 | 0 |  | SUN | SOLAR |  | 0 | 1.1 | [11 empty] | 0 | 0 | [7 empty] | -- | [7 empty] | -- |  |  |  |  | -- | [6 empty] | -- | [6 empty] | -- | 0 | 0 | [8 empty] | n/a |  |  |  | 0 | 0 | 0 | 0 | 0 | 0 | 0 | 0 | 0 | 0 | 0 | 0 | 0 | 0 | 0 | 0
4314 | MD | Inner Harbor East Heating | 56050 | Baltimore Gas & Electric Co | 1167 | Trigen Inner Harbor East, LLC | 19198 | PJM Interconnection, LLC | PJM | RFC | RFCE | RFC East | PJM | 24 | 510 | Baltimore City | 39.2837 | -76.5994 | 0 |  | NG | GAS |  | 0 | 2.1 | 1 |  | Yes | 0 |  | 1 | [5 empty] | 0 | 0 | [7 empty] | -- | [7 empty] | -- |  |  |  |  | -- | [6 empty] | -- | [6 empty] | -- | [10 empty] | n/a |  |  |  | 0 | 0 | 0 | 0 | 0 | 0 | 0 | 0 | 0 | 0 | 0 | 0 | 0 | 0 | 0 | 0
4361 | ME | Androscoggin 3 | 1480 | Central Maine Power Co | 3266 | Brookfield White Pine Hydro LLC | 39006 | ISO New England Inc. | ISNE | NPCC | NEWE | NPCC New England | ISONE | 23 | 001 | Androscoggin | 44.1353 | -70.2015 | 0 |  | WAT | HYDRO |  | 0 | 3.6 | [11 empty] | 0 | 0 | [7 empty] | -- | [7 empty] | -- |  |  |  |  | -- | [6 empty] | -- | [6 empty] | -- | 0 | 0 | [8 empty] | n/a |  |  |  | 0 | 0 | 0 | 0 | 0 | 0 | 0 | 0 | 0 | 0 | 0 | 0 | 0 | 0 | 0 | 0
4415 | ME | Mead Rumford Cogen | 10491 | Central Maine Power Co | 3266 | Catalyst Paper Operations, Inc | 60999 | ISO New England Inc. | ISNE | NPCC | NEWE | NPCC New England | ISONE | 23 | 017 | Oxford | 44.5465 | -70.5443 | 2 | 2 | NG | GAS |  | 0 | 12.5 | 1 |  | Yes | 210840.8 | 0 | 0 |  | 0 | 0 | 0 | 0 | 0 | 0 | 0 | 0 | 0 | 0 | 0 | 0 | 0 | -- | [7 empty] | -- |  |  |  |  | -- | [6 empty] | -- | 32.944 | 19.166 | 11.322 | 15655.792 | 629.176 | 70.139 | -- | 263550.75 | 153327.5 | 263550.75 | 153327.5 | EIA | EIA | EIA | EIA | EIA | EIA | n/a | EIA | EIA |  | 0 | 0 | 0 | 0 | 0 | 0 | 0 | 0 | 0 | 0 | 0 | 0 | 0 | 0 | 0 | 0
4440 | ME | Red Shield Envir Old Town Facility | 10700 | Emera Maine | 1179 | MFGR LLC | 56448 | ISO New England Inc. | ISNE | NPCC | NEWE | NPCC New England | ISONE | 23 | 019 | Penobscot | 44.9181 | -68.6355 | 3 | 2 |  |  |  | 0 | 44.5 | 1 |  | Yes | 0 |  | 1 |  | 0 | 0 | 0 | 0 | 0 | 0 | 0 |  | 0 | 0 | 0 | 0 | 0 | -- | [7 empty] | -- |  |  |  |  | -- | [6 empty] | -- | 0 |  | 0 | 0 | 0 | 0 | -- | 0 | 0 | 0 | 0 | EIA |  | EIA | EIA | EIA | EIA | n/a | EIA | EIA |  | 0 | 0 | 0 | 0 | 0 | 0 | 0 | 0 | 0 | 0 | 0 | 0 | 0 | 0 | 0 | 0
4503 | MI | Cargill Salt | 54965 | DTE Electric Company | 5109 | Cargill Inc | 2769 | Midcontinent Independent Transmission System Operator, Inc.. | MISO | RFC | RFCM | RFC Michigan | MISO | 26 | 147 | St Clair | 42.8183 | -82.4856 | 0 |  | BIT | COAL |  | 0 | 3.9 | 1 |  | Yes | 974248 | 0 | 0 | [5 empty] | 0 | 0 | [7 empty] | -- | [7 empty] | -- |  |  |  |  | -- | [6 empty] | -- | [6 empty] | -- | [10 empty] | n/a |  |  |  | 0 | 0 | 0 | 0 | 0 | 0 | 0 | 0 | 0 | 0 | 0 | 0 | 0 | 0 | 0 | 0
4520 | MI | Croswell | 7497 | City of Croswell - (MI) | 4562 | City of Croswell - (MI) | 4562 | Midcontinent Independent Transmission System Operator, Inc.. | MISO | RFC | RFCM | RFC Michigan | MISO | 26 | 151 | Sanilac | 43.2719 | -82.6139 | 0 |  | DFO | OIL |  | 0 | 5.1 | 1 | [10 empty] | 0 | 0 | [7 empty] | -- | [7 empty] | -- |  |  |  |  | -- | [6 empty] | -- | [6 empty] | -- | [10 empty] | n/a |  |  |  | 0 | 0 | 0 | 0 | 0 | 0 | 0 | 0 | 0 | 0 | 0 | 0 | 0 | 0 | 0 | 0
4531 | MI | Detour | 6369 | American Transmission Co | 659 | Cloverland Electric Co-op | 3828 | Midcontinent Independent Transmission System Operator, Inc.. | MISO | RFC | RFCW | RFC West | MISO | 26 | 033 | Chippewa | 45.9836 | -83.9079 | 0 |  | DFO | OIL |  | 0 | 6 | 1 | [10 empty] | 0 | 0 | [7 empty] | -- | [7 empty] | -- |  |  |  |  | -- | [6 empty] | -- | [6 empty] | -- | [10 empty] | n/a |  |  |  | 0 | 0 | 0 | 0 | 0 | 0 | 0 | 0 | 0 | 0 | 0 | 0 | 0 | 0 | 0 | 0
4537 | MI | E.B. Eddy Paper Inc | 58222 | DTE Electric Company | 5109 | E.B. Eddy Paper Inc | 58194 | Midcontinent Independent Transmission System Operator, Inc.. | MISO | RFC | RFCM | RFC Michigan | MISO | 26 | 147 | St Clair | 42.9896 | -82.4379 | 0 |  | NG | GAS |  | 0 | 5 | 1 |  | Yes | 1192960.8 | 0 | 0 | [5 empty] | 0 | 0 | [7 empty] | -- | [7 empty] | -- |  |  |  |  | -- | [6 empty] | -- | [6 empty] | -- | [10 empty] | n/a |  |  |  | 0 | 0 | 0 | 0 | 0 | 0 | 0 | 0 | 0 | 0 | 0 | 0 | 0 | 0 | 0 | 0
4554 | MI | Frank Jenkins | 1851 | City of Portland - (MI) | 15246 | City of Portland - (MI) | 15246 | Midcontinent Independent Transmission System Operator, Inc.. | MISO | RFC | RFCM | RFC Michigan | MISO | 26 | 067 | Ionia | 42.8686 | -84.8956 | 0 |  | DFO | OIL |  | 0 | 4.1 | 1 | [10 empty] | 0 | 0 | [7 empty] | -- | [7 empty] | -- |  |  |  |  | -- | [6 empty] | -- | [6 empty] | -- | [10 empty] | n/a |  |  |  | 0 | 0 | 0 | 0 | 0 | 0 | 0 | 0 | 0 | 0 | 0 | 0 | 0 | 0 | 0 | 0
4555 | MI | Fremont Community Digester, LLC | 59785 | Consumers Energy Co | 4254 | Amherst Consulting LLC | 60954 | Midcontinent Independent Transmission System Operator, Inc.. | MISO | RFC | RFCM | RFC Michigan | MISO | 26 | 123 | Newaygo | 43.4597 | -85.9761 | 0 |  | OBG | BIOMASS |  | 0 | 2.9 | 1 |  | Yes | 0 |  | 1 | [5 empty] | 0 | 0 | [7 empty] | -- | [7 empty] | -- |  |  |  |  | -- | [6 empty] | -- | [6 empty] | -- | [10 empty] | n/a |  |  |  | 0 | 0 | 0 | 0 | 0 | 0 | 0 | 0 | 0 | 0 | 0 | 0 | 0 | 0 | 0 | 0
4583 | MI | Hart | 1827 | City of Hart Hydro - (MI) | 8205 | City of Hart Hydro - (MI) | 8205 | Midcontinent Independent Transmission System Operator, Inc.. | MISO | RFC | RFCM | RFC Michigan | MISO | 26 | 127 | Oceana | 43.7041 | -86.3663 | 0 |  | NG | GAS |  | 0 | 5.7 | 1 | [10 empty] | 0 | 0 | [7 empty] | -- | [7 empty] | -- |  |  |  |  | -- | [6 empty] | -- | [6 empty] | -- | [10 empty] | n/a |  |  |  | 0 | 0 | 0 | 0 | 0 | 0 | 0 | 0 | 0 | 0 | 0 | 0 | 0 | 0 | 0 | 0
4652 | MI | Par Sterile Products | 50318 | DTE Electric Company | 5109 | JHP Pharmaceuticals LLC | 55970 | Midcontinent Independent Transmission System Operator, Inc.. | MISO | RFC | RFCM | RFC Michigan | MISO | 26 | 125 | Oakland | 42.6837 | -83.1143 | 0 |  | NG | GAS |  | 0 | 2.8 | 1 |  | Yes | 97360 | 0 | 0 | [5 empty] | 0 | 0 | [7 empty] | -- | [7 empty] | -- |  |  |  |  | -- | [6 empty] | -- | [6 empty] | -- | [10 empty] | n/a |  |  |  | 0 | 0 | 0 | 0 | 0 | 0 | 0 | 0 | 0 | 0 | 0 | 0 | 0 | 0 | 0 | 0
4658 | MI | Pine Street | 7806 | DTE Electric Company | 5109 | City of Sebewaing - (MI) | 16873 | Midcontinent Independent Transmission System Operator, Inc.. | MISO | RFC | RFCM | RFC Michigan | MISO | 26 | 063 | Huron | 43.7402 | -83.45 | 0 |  | NG | GAS |  | 0 | 7 | 1 | [10 empty] | 0 | 0 | [7 empty] | -- | [7 empty] | -- |  |  |  |  | -- | [6 empty] | -- | [6 empty] | -- | [10 empty] | n/a |  |  |  | 0 | 0 | 0 | 0 | 0 | 0 | 0 | 0 | 0 | 0 | 0 | 0 | 0 | 0 | 0 | 0
4734 | MN | Albany Solar | 60519 | Northern States Power Co - Minnesota | 13781 | Enel Green Power NA, Inc. | 59380 | Midcontinent Independent Transmission System Operator, Inc.. | MISO | MRO | MROW | MRO West | MISO | 27 | 145 | Stearns | 45.6413 | -94.5993 | 0 |  | SUN | SOLAR |  | 0 | 10 | [11 empty] | 0 | 0 | [7 empty] | -- | [7 empty] | -- |  |  |  |  | -- | [6 empty] | -- | [6 empty] | -- | 0 | 0 | [8 empty] | n/a |  |  |  | 0 | 0 | 0 | 0 | 0 | 0 | 0 | 0 | 0 | 0 | 0 | 0 | 0 | 0 | 0 | 0
4735 | MN | Alexandria | 1958 | City of Alexandria - (MN) | 295 | City of Alexandria - (MN) | 295 | Midcontinent Independent Transmission System Operator, Inc.. | MISO | MRO | MROW | MRO West | MISO | 27 | 041 | Douglas | 45.8892 | -95.3797 | 0 |  | DFO | OIL |  | 0 | 9.2 | 1 | [10 empty] | 0 | 0 | [7 empty] | -- | [7 empty] | -- |  |  |  |  | -- | [6 empty] | -- | [6 empty] | -- | [10 empty] | n/a |  |  |  | 0 | 0 | 0 | 0 | 0 | 0 | 0 | 0 | 0 | 0 | 0 | 0 | 0 | 0 | 0 | 0
4742 | MN | Annandale Solar | 60520 | Northern States Power Co - Minnesota | 13781 | Enel Green Power NA, Inc. | 59380 | Midcontinent Independent Transmission System Operator, Inc.. | MISO | MRO | MROW | MRO West | MISO | 27 | 171 | Wright | 45.247 | -94.1069 | 0 |  | SUN | SOLAR |  | 0 | 6 | [11 empty] | 0 | 0 | [7 empty] | -- | [7 empty] | -- |  |  |  |  | -- | [6 empty] | -- | [6 empty] | -- | 0 | 0 | [8 empty] | n/a |  |  |  | 0 | 0 | 0 | 0 | 0 | 0 | 0 | 0 | 0 | 0 | 0 | 0 | 0 | 0 | 0 | 0
4748 | MN | Atwater Solar | 60521 | Northern States Power Co - Minnesota | 13781 | Enel Green Power NA, Inc. | 59380 | Midcontinent Independent Transmission System Operator, Inc.. | MISO | MRO | MROW | MRO West | MISO | 27 | 067 | Kandiyohi | 45.1409 | -94.7697 | 0 |  | SUN | SOLAR |  | 0 | 4 | [11 empty] | 0 | 0 | [7 empty] | -- | [7 empty] | -- |  |  |  |  | -- | [6 empty] | -- | [6 empty] | -- | 0 | 0 | [8 empty] | n/a |  |  |  | 0 | 0 | 0 | 0 | 0 | 0 | 0 | 0 | 0 | 0 | 0 | 0 | 0 | 0 | 0 | 0
4756 | MN | BentonSun, LLC | 60695 | Northern States Power Co - Minnesota | 13781 | SunShare Management | 60970 | Midcontinent Independent Transmission System Operator, Inc.. | MISO | MRO | MROW | MRO West | MISO | 27 | 019 | Carver | 44.7662 | -93.8579 | 0 |  | SUN | SOLAR |  | 0 | 5 | [11 empty] | 0 | 0 | [7 empty] | -- | [7 empty] | -- |  |  |  |  | -- | [6 empty] | -- | [6 empty] | -- | 0 | 0 | [8 empty] | n/a |  |  |  | 0 | 0 | 0 | 0 | 0 | 0 | 0 | 0 | 0 | 0 | 0 | 0 | 0 | 0 | 0 | 0
4769 | MN | Blue Lake Solar | 60632 | Northern States Power Co | 13780 | Cypress Creek Renewables | 61060 | Midcontinent Independent Transmission System Operator, Inc.. | MISO | MRO | MROW | MRO West | MISO | 27 | 139 | Scott | 44.7964 | -93.4296 | 0 |  | SUN | SOLAR |  | 0 | 3.9 | [11 empty] | 0 | 0 | [7 empty] | -- | [7 empty] | -- |  |  |  |  | -- | [6 empty] | -- | [6 empty] | -- | 0 | 0 | [8 empty] | n/a |  |  |  | 0 | 0 | 0 | 0 | 0 | 0 | 0 | 0 | 0 | 0 | 0 | 0 | 0 | 0 | 0 | 0
4788 | MN | CG Windfarm LLC | 56200 | Northern States Power Co - Minnesota | 13781 | NRG Energy Gas & Wind Holdings Inc | 59883 | Midcontinent Independent Transmission System Operator, Inc.. | MISO | MRO | MROW | MRO West | MISO | 27 | 117 | Pipestone | 43.9931 | -96.2186 | 0 |  | WND | WIND |  | 0 | 2 | [11 empty] | 0 | 0 | [7 empty] | -- | [7 empty] | -- |  |  |  |  | -- | [6 empty] | -- | [6 empty] | -- | 0 | 0 | [8 empty] | n/a |  |  |  | 0 | 0 | 0 | 0 | 0 | 0 | 0 | 0 | 0 | 0 | 0 | 0 | 0 | 0 | 0 | 0
4792 | MN | Chisago Community Solar | 60711 | Northern States Power Co - Minnesota | 13781 | Chisago Community Solar | 60434 | Midcontinent Independent Transmission System Operator, Inc.. | MISO | MRO | MROW | MRO West | MISO | 27 | 025 | Chisago | 45.4134 | -92.683 | 0 |  | SUN | SOLAR |  | 0 | 4 | [11 empty] | 0 | 0 | [7 empty] | -- | [7 empty] | -- |  |  |  |  | -- | [6 empty] | -- | [6 empty] | -- | 0 | 0 | [8 empty] | n/a |  |  |  | 0 | 0 | 0 | 0 | 0 | 0 | 0 | 0 | 0 | 0 | 0 | 0 | 0 | 0 | 0 | 0
4793 | MN | Chisago Solar | 60522 | Northern States Power Co - Minnesota | 13781 | Enel Green Power NA, Inc. | 59380 | Midcontinent Independent Transmission System Operator, Inc.. | MISO | MRO | MROW | MRO West | MISO | 27 | 025 | Chisago | 45.4525 | -92.902 | 0 |  | SUN | SOLAR |  | 0 | 6.5 | [11 empty] | 0 | 0 | [7 empty] | -- | [7 empty] | -- |  |  |  |  | -- | [6 empty] | -- | [6 empty] | -- | 0 | 0 | [8 empty] | n/a |  |  |  | 0 | 0 | 0 | 0 | 0 | 0 | 0 | 0 | 0 | 0 | 0 | 0 | 0 | 0 | 0 | 0
4812 | MN | Dodge Center Solar | 60523 | Northern States Power Co - Minnesota | 13781 | Enel Green Power NA, Inc. | 59380 | Midcontinent Independent Transmission System Operator, Inc.. | MISO | MRO | MROW | MRO West | MISO | 27 | 039 | Dodge | 44.026 | -92.8816 | 0 |  | SUN | SOLAR |  | 0 | 6.5 | [11 empty] | 0 | 0 | [7 empty] | -- | [7 empty] | -- |  |  |  |  | -- | [6 empty] | -- | [6 empty] | -- | 0 | 0 | [8 empty] | n/a |  |  |  | 0 | 0 | 0 | 0 | 0 | 0 | 0 | 0 | 0 | 0 | 0 | 0 | 0 | 0 | 0 | 0
4817 | MN | Eastwood Solar | 60524 | Northern States Power Co - Minnesota | 13781 | Enel Green Power NA, Inc. | 59380 | Midcontinent Independent Transmission System Operator, Inc.. | MISO | MRO | MROW | MRO West | MISO | 27 | 013 | Blue Earth | 44.1545 | -93.9166 | 0 |  | SUN | SOLAR |  | 0 | 5.5 | [11 empty] | 0 | 0 | [7 empty] | -- | [7 empty] | -- |  |  |  |  | -- | [6 empty] | -- | [6 empty] | -- | 0 | 0 | [8 empty] | n/a |  |  |  | 0 | 0 | 0 | 0 | 0 | 0 | 0 | 0 | 0 | 0 | 0 | 0 | 0 | 0 | 0 | 0
4818 | MN | Eichtens Solar | 60795 | Northern States Power Co | 13780 | WGL Energy Systems, Inc | 57081 | No balancing authority | NA | MRO | MROW | MRO West |  | 27 | 025 | Chisago | 45.3827 | -92.7725 | 0 |  | SUN | SOLAR |  | 0 | 3.9 | [11 empty] | 0 | 0 | [7 empty] | -- | [7 empty] | -- |  |  |  |  | -- | [6 empty] | -- | [6 empty] | -- | 0 | 0 | [8 empty] | n/a |  |  |  | 0 | 0 | 0 | 0 | 0 | 0 | 0 | 0 | 0 | 0 | 0 | 0 | 0 | 0 | 0 | 0
4824 | MN | Empire Solar | 60631 | Northern States Power Co | 13780 | Cypress Creek Renewables | 61060 | Midcontinent Independent Transmission System Operator, Inc.. | MISO | MRO | MROW | MRO West | MISO | 27 | 037 | Dakota | 44.6644 | -93.1088 | 0 |  | SUN | SOLAR |  | 0 | 7 | [11 empty] | 0 | 0 | [7 empty] | -- | [7 empty] | -- |  |  |  |  | -- | [6 empty] | -- | [6 empty] | -- | 0 | 0 | [8 empty] | n/a |  |  |  | 0 | 0 | 0 | 0 | 0 | 0 | 0 | 0 | 0 | 0 | 0 | 0 | 0 | 0 | 0 | 0
4861 | MN | Hastings Solar | 60525 | Northern States Power Co - Minnesota | 13781 | Enel Green Power NA, Inc. | 59380 | Midcontinent Independent Transmission System Operator, Inc.. | MISO | MRO | MROW | MRO West | MISO | 27 | 037 | Dakota | 44.7593 | -92.8249 | 0 |  | SUN | SOLAR |  | 0 | 4.5 | [11 empty] | 0 | 0 | [7 empty] | -- | [7 empty] | -- |  |  |  |  | -- | [6 empty] | -- | [6 empty] | -- | 0 | 0 | [8 empty] | n/a |  |  |  | 0 | 0 | 0 | 0 | 0 | 0 | 0 | 0 | 0 | 0 | 0 | 0 | 0 | 0 | 0 | 0
4897 | MN | Lake Emily Solar | 60526 | Northern States Power Co - Minnesota | 13781 | Enel Green Power NA, Inc. | 59380 | Midcontinent Independent Transmission System Operator, Inc.. | MISO | MRO | MROW | MRO West | MISO | 27 | 103 | Nicollet | 44.3204 | -93.9032 | 0 |  | SUN | SOLAR |  | 0 | 4.5 | [11 empty] | 0 | 0 | [7 empty] | -- | [7 empty] | -- |  |  |  |  | -- | [6 empty] | -- | [6 empty] | -- | 0 | 0 | [8 empty] | n/a |  |  |  | 0 | 0 | 0 | 0 | 0 | 0 | 0 | 0 | 0 | 0 | 0 | 0 | 0 | 0 | 0 | 0
4899 | MN | Lake Pulaski Solar | 60527 | Northern States Power Co - Minnesota | 13781 | Enel Green Power NA, Inc. | 59380 | Midcontinent Independent Transmission System Operator, Inc.. | MISO | MRO | MROW | MRO West | MISO | 27 | 171 | Wright | 45.1959 | -93.8121 | 0 |  | SUN | SOLAR |  | 0 | 7.5 | [11 empty] | 0 | 0 | [7 empty] | -- | [7 empty] | -- |  |  |  |  | -- | [6 empty] | -- | [6 empty] | -- | 0 | 0 | [8 empty] | n/a |  |  |  | 0 | 0 | 0 | 0 | 0 | 0 | 0 | 0 | 0 | 0 | 0 | 0 | 0 | 0 | 0 | 0
7741 | OR | Prospect 1 | 3032 | PacifiCorp | 14354 | PacifiCorp | 14354 | PacifiCorp - West | PACW | WECC | NWPP | WECC Northwest |  | 41 | 029 | Jackson | 42.7307 | -122.5151 | 0 |  | WAT | HYDRO |  | 0 | 3.8 | [11 empty] | 0 | 0 | [7 empty] | -- | [7 empty] | -- |  |  |  |  | -- | [6 empty] | -- | [6 empty] | -- | 0 | 0 | [8 empty] | n/a |  |  |  | 0 | 0 | 0 | 0 | 0 | 0 | 0 | 0 | 0 | 0 | 0 | 0 | 0 | 0 | 0 | 0
7744 | OR | Prospect 4 | 3035 | PacifiCorp | 14354 | PacifiCorp | 14354 | PacifiCorp - West | PACW | WECC | NWPP | WECC Northwest |  | 41 | 029 | Jackson | 42.7331 | -122.5151 | 0 |  | WAT | HYDRO |  | 0 | 1 | [11 empty] | 0 | 0 | [7 empty] | -- | [7 empty] | -- |  |  |  |  | -- | [6 empty] | -- | [6 empty] | -- | 0 | 0 | [8 empty] | n/a |  |  |  | 0 | 0 | 0 | 0 | 0 | 0 | 0 | 0 | 0 | 0 | 0 | 0 | 0 | 0 | 0 | 0
7978 | PA | PPG Monroeville Chemicals Center | 58047 | Duquesne Light Co | 5487 | PPG Monroeville Chemicals Center | 57423 | PJM Interconnection, LLC | PJM | RFC | RFCW | RFC West | PJM | 42 | 003 | Allegheny | 40.4422 | -79.7311 | 0 |  | DFO | OIL |  | 0 | 1.1 | 1 | [10 empty] | 0 | 0 | [7 empty] | -- | [7 empty] | -- |  |  |  |  | -- | [6 empty] | -- | [6 empty] | -- | [10 empty] | n/a |  |  |  | 0 | 0 | 0 | 0 | 0 | 0 | 0 | 0 | 0 | 0 | 0 | 0 | 0 | 0 | 0 | 0
8033 | PA | Viking Energy of Northumberland | 50771 | PPL Electric Utilities Corp | 14715 | Viking Energy Corp | 19900 | PJM Interconnection, LLC | PJM | RFC | RFCE | RFC East | PJM | 42 | 097 | Northumberland | 40.9172 | -76.8146 | 1 | 1 | WDS | BIOMASS |  | 0 | 18 | 1 |  | Yes | 0 |  | 1 |  | 0 | 0 | 0 | 0 | 0 | 0 | 0 | 0 | 0 | 0 | 0 | 0 | 0 | -- | [7 empty] | -- |  |  |  |  | -- | [6 empty] | -- | 0 | 0 | 0 | 0 | 0 | 0 | -- | 0 | 0 | 0 | 0 | EIA | EIA | EIA | EIA | EIA | EIA | n/a | EIA | EIA |  | 0 | 0 | 0 | 0 | 0 | 0 | 0 | 0 | 0 | 0 | 0 | 0 | 0 | 0 | 0 | 0
8039 | PA | West Campus Steam Plant | 58194 | West Penn Power Company | 20387 | Penn State University | 58159 | PJM Interconnection, LLC | PJM | RFC | RFCW | RFC West | PJM | 42 | 027 | Centre | 40.7928 | -77.8647 | 0 |  |  |  |  | 0 | 11.1 | 1 | [6 empty] | 0 | 0 | 0 | 0 | 0 | 0 | 0 | 0 | 0 | 0 | 0 | 0 | 0 | -- | [7 empty] | -- |  |  |  |  | -- | [6 empty] | -- | 0 | 0 | 0 | 0 | 0 | 0 | -- | 0 | 0 | 0 | 0 | EIA | EIA | EIA | EIA | EIA | EIA | n/a | EIA | EIA |  | 0 | 0 | 0 | 0 | 0 | 0 | 0 | 0 | 0 | 0 | 0 | 0 | 0 | 0 | 0 | 0
8056 | RI | Brookside | 60451 | The Narragansett Electric Co | 13214 | WGL Energy Systems, Inc | 57081 | ISO New England Inc. | ISNE | NPCC | NEWE | NPCC New England | ISONE | 44 | 007 | Providence | 41.9876 | -71.584 | 0 |  | SUN | SOLAR |  | 0 | 1 | [11 empty] | 0 | 0 | [7 empty] | -- | [7 empty] | -- |  |  |  |  | -- | [6 empty] | -- | [6 empty] | -- | 0 | 0 | [8 empty] | n/a |  |  |  | 0 | 0 | 0 | 0 | 0 | 0 | 0 | 0 | 0 | 0 | 0 | 0 | 0 | 0 | 0 | 0
8092 | SC | Bob Jones University Cogen Plant | 10280 | Duke Energy Carolinas, LLC | 5416 | Bob Jones University | 1947 | Duke Energy Carolinas | DUK | SERC | SRVC | SERC Virginia/Carolina |  | 45 | 045 | Greenville | 34.8718 | -82.366 | 0 |  | DFO | OIL |  | 0 | 7.4 | 1 |  | Yes | 0 |  | 1 | [5 empty] | 0 | 0 | [7 empty] | -- | [7 empty] | -- |  |  |  |  | -- | [6 empty] | -- | [6 empty] | -- | [10 empty] | n/a |  |  |  | 0 | 0 | 0 | 0 | 0 | 0 | 0 | 0 | 0 | 0 | 0 | 0 | 0 | 0 | 0 | 0
8118 | SC | Darlington Solar, LLC | 60993 | Duke Energy Progress - (NC) | 3046 | Darlington Solar, LLC | 60611 | Progress Energy Carolinas - EAST | CPLE | SERC | SRVC | SERC Virginia/Carolina |  | 45 | 031 | Darlington | 34.32 | -79.917 | 0 |  | SUN | SOLAR |  | 0 | 10 | [11 empty] | 0 | 0 | [7 empty] | -- | [7 empty] | -- |  |  |  |  | -- | [6 empty] | -- | [6 empty] | -- | 0 | 0 | [8 empty] | n/a |  |  |  | 0 | 0 | 0 | 0 | 0 | 0 | 0 | 0 | 0 | 0 | 0 | 0 | 0 | 0 | 0 | 0
8132 | SC | Hardeeville | 3286 | South Carolina Electric&Gas Company | 17539 | South Carolina Electric&Gas Company | 17539 | South Carolina Electric & Gas Company | SCEG | SERC | SRVC | SERC Virginia/Carolina |  | 45 | 053 | Jasper | 32.2988 | -81.0739 | 0 |  | DFO | OIL |  | 0 | 16.3 | 1 | [10 empty] | 0 | 0 | [7 empty] | -- | [7 empty] | -- |  |  |  |  | -- | [6 empty] | -- | [6 empty] | -- | [10 empty] | n/a |  |  |  | 0 | 0 | 0 | 0 | 0 | 0 | 0 | 0 | 0 | 0 | 0 | 0 | 0 | 0 | 0 | 0
8257 | TN | Buffalo Mountain | 7927 | Tennessee Valley Authority | 18642 | Tennessee Valley Authority | 18642 | Tennessee Valley Authority | TVA | SERC | SRTV | SERC Tennessee Valley |  | 47 | 001 | Anderson | 36.121 | -84.3387 | 0 |  | WND | WIND |  | 0 | 1.8 | [11 empty] | 0 | 0 | [7 empty] | -- | [7 empty] | -- |  |  |  |  | -- | [6 empty] | -- | [6 empty] | -- | 0 | 0 | [8 empty] | n/a |  |  |  | 0 | 0 | 0 | 0 | 0 | 0 | 0 | 0 | 0 | 0 | 0 | 0 | 0 | 0 | 0 | 0
8303 | TN | Powell Valley | 7883 | Powell Valley Electric Coop | 15293 | Powell Valley Electric Coop | 15293 | Tennessee Valley Authority | TVA | SERC | SRTV | SERC Tennessee Valley |  | 47 | 067 | Hancock | 36.5748 | -83.0321 | 0 |  | DFO | OIL |  | 0 | 22 | 1 | [10 empty] | 0 | 0 | [7 empty] | -- | [7 empty] | -- |  |  |  |  | -- | [6 empty] | -- | [6 empty] | -- | [10 empty] | n/a |  |  |  | 0 | 0 | 0 | 0 | 0 | 0 | 0 | 0 | 0 | 0 | 0 | 0 | 0 | 0 | 0 | 0
8308 | TN | Selmer I | 60555 | Pickwick Electric Coop | 15016 | Selmer North Solar I, LLC | 60331 | Tennessee Valley Authority | TVA | SERC | SRTV | SERC Tennessee Valley |  | 47 | 109 | McNairy | 35.1406 | -88.5511 | 0 |  | SUN | SOLAR |  | 0 | 16 | [11 empty] | 0 | 0 | [7 empty] | -- | [7 empty] | -- |  |  |  |  | -- | [6 empty] | -- | [6 empty] | -- | 0 | 0 | [8 empty] | n/a |  |  |  | 0 | 0 | 0 | 0 | 0 | 0 | 0 | 0 | 0 | 0 | 0 | 0 | 0 | 0 | 0 | 0
8309 | TN | Selmer II | 60556 | Pickwick Electric Coop | 15016 | Selmer North Solar II, LLC | 60332 | Tennessee Valley Authority | TVA | SERC | SRTV | SERC Tennessee Valley |  | 47 | 109 | McNairy | 35.1661 | -88.6467 | 0 |  | SUN | SOLAR |  | 0 | 8 | [11 empty] | 0 | 0 | [7 empty] | -- | [7 empty] | -- |  |  |  |  | -- | [6 empty] | -- | [6 empty] | -- | 0 | 0 | [8 empty] | n/a |  |  |  | 0 | 0 | 0 | 0 | 0 | 0 | 0 | 0 | 0 | 0 | 0 | 0 | 0 | 0 | 0 | 0
8336 | TX | Arlington Outlet Hydroelectric Generator | 61355 | Oncor Electric Delivery Company LLC | 44372 | Tarrant Regional Water District | 60995 | Electric Reliability Council of Texas, Inc. | ERCO | TRE | ERCT | ERCOT All | ERCOT | 48 | 439 | Tarrant | 32.6391 | -97.2429 | 0 |  | WAT | HYDRO |  | 0 | 1.3 | [11 empty] | 0 | 0 | [7 empty] | -- | [7 empty] | -- |  |  |  |  | -- | [6 empty] | -- | [6 empty] | -- | 0 | 0 | [8 empty] | n/a |  |  |  | 0 | 0 | 0 | 0 | 0 | 0 | 0 | 0 | 0 | 0 | 0 | 0 | 0 | 0 | 0 | 0
8355 | TX | Benedum Plant | 54458 | Oncor Electric Delivery Company LLC | 44372 | Targa Pipeline Mid-Continent WestTex LLC | 56108 | Electric Reliability Council of Texas, Inc. | ERCO | TRE | ERCT | ERCOT All | ERCOT | 48 | 461 | Upton | 31.3403 | -101.7653 | 0 |  | NG | GAS |  | 0 | 2 | 1 | [10 empty] | 0 | 0 | [7 empty] | -- | [7 empty] | -- |  |  |  |  | -- | [6 empty] | -- | [6 empty] | -- | [10 empty] | n/a |  |  |  | 0 | 0 | 0 | 0 | 0 | 0 | 0 | 0 | 0 | 0 | 0 | 0 | 0 | 0 | 0 | 0
8543 | TX | Hueco Mountain Wind Ranch | 55578 | El Paso Electric Co | 5701 | El Paso Electric Co | 5701 | El Paso Electric Company | EPE | WECC | AZNM | WECC Southwest |  | 48 | 229 | Hudspeth | 31.7158 | -105.9908 | 0 |  | WND | WIND |  | 0 | 1.3 | [11 empty] | 0 | 0 | [7 empty] | -- | [7 empty] | -- |  |  |  |  | -- | [6 empty] | -- | [6 empty] | -- | 0 | 0 | [8 empty] | n/a |  |  |  | 0 | 0 | 0 | 0 | 0 | 0 | 0 | 0 | 0 | 0 | 0 | 0 | 0 | 0 | 0 | 0
8718 | TX | Robert D Willis | 7200 | Jasper-Newton Elec Coop, Inc | 9668 | USACE-Fort Worth District | 19449 | Midcontinent Independent Transmission System Operator, Inc.. | MISO | TRE | ERCT | ERCOT All | MISO | 48 | 241 | Jasper | 30.7975 | -94.1756 | 0 |  | WAT | HYDRO |  | 0 | 8 | [11 empty] | 0 | 0 | [7 empty] | -- | [7 empty] | -- |  |  |  |  | -- | [6 empty] | -- | [6 empty] | -- | 0 | 0 | [8 empty] | n/a |  |  |  | 0 | 0 | 0 | 0 | 0 | 0 | 0 | 0 | 0 | 0 | 0 | 0 | 0 | 0 | 0 | 0
8835 | TX | Walnut Springs Solar | 61370 | Texas-New Mexico Power Co | 40051 | Cypress Creek Renewables | 61060 | Electric Reliability Council of Texas, Inc. | ERCO | TRE | ERCT | ERCOT All | ERCOT | 48 | 035 | Bosque | 32.0787 | -97.7685 | 0 |  | SUN | SOLAR |  | 0 | 5 | [11 empty] | 0 | 0 | [7 empty] | -- | [7 empty] | -- |  |  |  |  | -- | [6 empty] | -- | [6 empty] | -- | 0 | 0 | [8 empty] | n/a |  |  |  | 0 | 0 | 0 | 0 | 0 | 0 | 0 | 0 | 0 | 0 | 0 | 0 | 0 | 0 | 0 | 0
8837 | TX | Weatherford | 3624 | Weatherford Mun Utility System | 20230 | Weatherford Mun Utility System | 20230 | Electric Reliability Council of Texas, Inc. | ERCO | TRE | ERCT | ERCOT All | ERCOT | 48 | 367 | Parker | 32.7581 | -97.7873 | 0 |  | DFO | OIL |  | 0 | 5.7 | 1 | [10 empty] | 0 | 0 | [7 empty] | -- | [7 empty] | -- |  |  |  |  | -- | [6 empty] | -- | [6 empty] | -- | [10 empty] | n/a |  |  |  | 0 | 0 | 0 | 0 | 0 | 0 | 0 | 0 | 0 | 0 | 0 | 0 | 0 | 0 | 0 | 0
8915 | UT | Lagoon Cogeneration Facility | 50942 | PacifiCorp | 14354 | Lagoon Corp | 10657 | PacifiCorp - East | PACE | WECC | NWPP | WECC Northwest |  | 49 | 011 | Davis | 40.9872 | -111.8983 | 0 |  | NG | GAS |  | 0 | 3 | 1 |  | Yes | 0 |  | 1 | [5 empty] | 0 | 0 | [7 empty] | -- | [7 empty] | -- |  |  |  |  | -- | [6 empty] | -- | [6 empty] | -- | [10 empty] | n/a |  |  |  | 0 | 0 | 0 | 0 | 0 | 0 | 0 | 0 | 0 | 0 | 0 | 0 | 0 | 0 | 0 | 0
8935 | UT | Olmstead | 3655 | PacifiCorp | 14354 | PacifiCorp | 14354 | PacifiCorp - East | PACE | WECC | NWPP | WECC Northwest |  | 49 | 049 | Utah | 40.3158 | -111.6547 | 0 |  | WAT | HYDRO |  | 0 | 10.3 | [11 empty] | 0 | 0 | [7 empty] | -- | [7 empty] | -- |  |  |  |  | -- | [6 empty] | -- | [6 empty] | -- | 0 | 0 | [8 empty] | n/a |  |  |  | 0 | 0 | 0 | 0 | 0 | 0 | 0 | 0 | 0 | 0 | 0 | 0 | 0 | 0 | 0 | 0
9015 | VA | Danville Kentuck Road Plant | 56364 | City of Danville | 4794 | City of Danville - (VA) | 4794 | PJM Interconnection, LLC | PJM | RFC | SRVC | SERC Virginia/Carolina | PJM | 51 | 143 | Pittsylvania | 36.6533 | -79.2906 | 0 |  | DFO | OIL |  | 0 | 1.8 | 1 | [10 empty] | 0 | 0 | [7 empty] | -- | [7 empty] | -- |  |  |  |  | -- | [6 empty] | -- | [6 empty] | -- | [10 empty] | n/a |  |  |  | 0 | 0 | 0 | 0 | 0 | 0 | 0 | 0 | 0 | 0 | 0 | 0 | 0 | 0 | 0 | 0
9016 | VA | Danville New Design Plant | 56363 | City of Danville | 4794 | City of Danville - (VA) | 4794 | PJM Interconnection, LLC | PJM | RFC | SRVC | SERC Virginia/Carolina | PJM | 51 | 590 | Danville City | 36.6308 | -79.3894 | 0 |  | DFO | OIL |  | 0 | 1.8 | 1 | [10 empty] | 0 | 0 | [7 empty] | -- | [7 empty] | -- |  |  |  |  | -- | [6 empty] | -- | [6 empty] | -- | [10 empty] | n/a |  |  |  | 0 | 0 | 0 | 0 | 0 | 0 | 0 | 0 | 0 | 0 | 0 | 0 | 0 | 0 | 0 | 0
9017 | VA | Danville Westover Plant | 56365 | City of Danville | 4794 | City of Danville - (VA) | 4794 | PJM Interconnection, LLC | PJM | RFC | SRVC | SERC Virginia/Carolina | PJM | 51 | 590 | Danville City | 36.6114 | -79.4631 | 0 |  | DFO | OIL |  | 0 | 1.8 | 1 | [10 empty] | 0 | 0 | [7 empty] | -- | [7 empty] | -- |  |  |  |  | -- | [6 empty] | -- | [6 empty] | -- | [10 empty] | n/a |  |  |  | 0 | 0 | 0 | 0 | 0 | 0 | 0 | 0 | 0 | 0 | 0 | 0 | 0 | 0 | 0 | 0
9030 | VA | Fauquier Landfill Gas | 56318 | Virginia Electric & Power Co | 19876 | Fauquier Landfill Gas, LLC | 50152 | PJM Interconnection, LLC | PJM | SERC | SRVC | SERC Virginia/Carolina | PJM | 51 | 061 | Fauquier | 38.6763 | -77.7777 | 0 |  | LFG | BIOMASS |  | 0 | 2 | 1 | [10 empty] | 0 | 0 | [7 empty] | -- | [7 empty] | -- |  |  |  |  | -- | [6 empty] | -- | [6 empty] | -- | [10 empty] | n/a |  |  |  | 0 | 0 | 0 | 0 | 0 | 0 | 0 | 0 | 0 | 0 | 0 | 0 | 0 | 0 | 0 | 0
9043 | VA | Harrisonburg Power Plant | 56006 | City of Harrisonburg - (VA) | 8198 | City of Harrisonburg - (VA) | 8198 | PJM Interconnection, LLC | PJM | SERC | SRVC | SERC Virginia/Carolina | PJM | 51 | 660 | Harrisonburg City | 38.4319 | -78.8642 | 0 |  | NG | GAS |  | 0 | 2.5 | 1 | [10 empty] | 0 | 0 | [7 empty] | -- | [7 empty] | -- |  |  |  |  | -- | [6 empty] | -- | [6 empty] | -- | [10 empty] | n/a |  |  |  | 0 | 0 | 0 | 0 | 0 | 0 | 0 | 0 | 0 | 0 | 0 | 0 | 0 | 0 | 0 | 0
9075 | VA | Niagara | 3778 | Appalachian Power Co | 733 | Appalachian Power Co | 733 | PJM Interconnection, LLC | PJM | RFC | RFCW | RFC West | PJM | 51 | 161 | Roanoke | 37.2544 | -79.8756 | 0 |  | WAT | HYDRO |  | 0 | 3.6 | [11 empty] | 0 | 0 | [7 empty] | -- | [7 empty] | -- |  |  |  |  | -- | [6 empty] | -- | [6 empty] | -- | 0 | 0 | [8 empty] | n/a |  |  |  | 0 | 0 | 0 | 0 | 0 | 0 | 0 | 0 | 0 | 0 | 0 | 0 | 0 | 0 | 0 | 0
9095 | VA | Reusens | 3779 | Appalachian Power Co | 733 | Appalachian Power Co | 733 | PJM Interconnection, LLC | PJM | RFC | RFCW | RFC West | PJM | 51 | 031 | Campbell | 37.4639 | -79.1856 | 0 |  | WAT | HYDRO |  | 0 | 12.5 | [11 empty] | 0 | 0 | [7 empty] | -- | [7 empty] | -- |  |  |  |  | -- | [6 empty] | -- | [6 empty] | -- | 0 | 0 | [8 empty] | n/a |  |  |  | 0 | 0 | 0 | 0 | 0 | 0 | 0 | 0 | 0 | 0 | 0 | 0 | 0 | 0 | 0 | 0
9158 | VT | Cold River Road Solar | 60912 | Green Mountain Power Corp | 7601 | AEP Onsite Partners | 60571 | ISO New England Inc. | ISNE | NPCC | NEWE | NPCC New England | ISONE | 50 | 021 | Rutland | 43.5857 | -72.952 | 0 |  | SUN | SOLAR |  | 0 | 2.3 | [11 empty] | 0 | 0 | [7 empty] | -- | [7 empty] | -- |  |  |  |  | -- | [6 empty] | -- | [6 empty] | -- | 0 | 0 | [8 empty] | n/a |  |  |  | 0 | 0 | 0 | 0 | 0 | 0 | 0 | 0 | 0 | 0 | 0 | 0 | 0 | 0 | 0 | 0
9166 | VT | Florence | 7337 | Vermont Electric Power Co, Inc | 19792 | Omya Inc | 19794 | ISO New England Inc. | ISNE | NPCC | NEWE | NPCC New England | ISONE | 50 | 021 | Rutland | 43.7089 | -73.0631 | 0 |  | DFO | OIL |  | 0 | 9.2 | 1 |  | Yes | 0 |  | 1 | [5 empty] | 0 | 0 | [7 empty] | -- | [7 empty] | -- |  |  |  |  | -- | [6 empty] | -- | [6 empty] | -- | [10 empty] | n/a |  |  |  | 0 | 0 | 0 | 0 | 0 | 0 | 0 | 0 | 0 | 0 | 0 | 0 | 0 | 0 | 0 | 0
9219 | VT | VEC Alburgh Array | 60860 | Vermont Electric Cooperative, Inc | 19791 | SoCore Energy LLC | 60520 | ISO New England Inc. | ISNE | NPCC | NEWE | NPCC New England | ISONE | 50 | 013 | Grand Isle | 44.9623 | -73.2741 | 0 |  | SUN | SOLAR |  | 0 | 1 | [11 empty] | 0 | 0 | [7 empty] | -- | [7 empty] | -- |  |  |  |  | -- | [6 empty] | -- | [6 empty] | -- | 0 | 0 | [8 empty] | n/a |  |  |  | 0 | 0 | 0 | 0 | 0 | 0 | 0 | 0 | 0 | 0 | 0 | 0 | 0 | 0 | 0 | 0
9236 | WA | Biotech LS 0836 | 56932 | Avista Corp | 20169 | Washington State University | 22040 | Avista Corporation | AVA | WECC | NWPP | WECC Northwest |  | 53 | 075 | Whitman | 46.7331 | -117.1583 | 0 |  | DFO | OIL |  | 0 | 1 | 1 | [10 empty] | 0 | 0 | [7 empty] | -- | [7 empty] | -- |  |  |  |  | -- | [6 empty] | -- | [6 empty] | -- | [10 empty] | n/a |  |  |  | 0 | 0 | 0 | 0 | 0 | 0 | 0 | 0 | 0 | 0 | 0 | 0 | 0 | 0 | 0 | 0
9272 | WA | Franklin/Grays | 56017 | PUD No 1 of Franklin County | 6716 | PUD No 1 of Franklin County | 6716 | Bonneville Power Administration | BPAT | WECC | NWPP | WECC Northwest |  | 53 | 021 | Franklin | 46.3069 | -119.1139 | 0 |  | NG | GAS |  | 0 | 45.6 | 1 | [10 empty] | 0 | 0 | [7 empty] | -- | [7 empty] | -- |  |  |  |  | -- | [6 empty] | -- | [6 empty] | -- | [10 empty] | n/a |  |  |  | 0 | 0 | 0 | 0 | 0 | 0 | 0 | 0 | 0 | 0 | 0 | 0 | 0 | 0 | 0 | 0
9309 | WA | McNary Dam Fish Attraction Project | 7511 | Bonneville Power Administration | 1738 | Northern Wasco County PUD | 13788 | Bonneville Power Administration | BPAT | WECC | NWPP | WECC Northwest |  | 53 | 005 | Benton | 45.94 | -119.2991 | 0 |  | WAT | HYDRO |  | 0 | 10 | [11 empty] | 0 | 0 | [7 empty] | -- | [7 empty] | -- |  |  |  |  | -- | [6 empty] | -- | [6 empty] | -- | 0 | 0 | [8 empty] | n/a |  |  |  | 0 | 0 | 0 | 0 | 0 | 0 | 0 | 0 | 0 | 0 | 0 | 0 | 0 | 0 | 0 | 0
9390 | WI | Appleton Coated, LLC | 55558 | City of Kaukauna | 10056 | Appleton Coated LLC | 744 | Midcontinent Independent Transmission System Operator, Inc.. | MISO | RFC | RFCW | RFC West | MISO | 55 | 087 | Outagamie | 44.2717 | -88.3011 | 0 |  | NG | GAS |  | 0 | 66.5 | 1 |  | Yes | 0.8 | 0 | 0 |  | 0 |  | 0 |  | 0 | 0 | 0 |  | 0 | 0 | 0 | 0 | 0 | -- | [7 empty] | -- |  |  |  |  | -- | [6 empty] | -- | 0.005 |  | 0 | 4.64 | 0.002 | 0 | -- | 77.84 |  | 77.84 |  | EPA/CAMD |  | EPA/CAMD | EPA/CAMD | EIA | EIA | n/a | EPA/CAMD |  |  | 0 | 0 | 0 | 0 | 0 | 0 | 0 | 0 | 0 | 0 | 0 | 0 | 0 | 0 | 0 | 0
9407 | WI | Capitol Heat and Power | 54406 | Madison Gas & Electric Co | 11479 | State of Wisconsin | 18028 | Midcontinent Independent Transmission System Operator, Inc.. | MISO | MRO | MROE | MRO East | MISO | 55 | 025 | Dane | 43.0785 | -89.3773 | 0 |  | DFO | OIL |  | 0 | 5 | 1 | [10 empty] | 0 | 0 | [7 empty] | -- | [7 empty] | -- |  |  |  |  | -- | [6 empty] | -- | [6 empty] | -- | [10 empty] | n/a |  |  |  | 0 | 0 | 0 | 0 | 0 | 0 | 0 | 0 | 0 | 0 | 0 | 0 | 0 | 0 | 0 | 0
9440 | WI | Fairbanks Morse Engine | 56937 | Wisconsin Power & Light Co | 20856 | Fairbanks Morse Engine | 56175 | Midcontinent Independent Transmission System Operator, Inc.. | MISO | RFC | MROE | MRO East | MISO | 55 | 105 | Rock | 42.5185 | -89.0287 | 0 |  | DFO | OIL |  | 0 | 4.6 | 1 | [10 empty] | 0 | 0 | [7 empty] | -- | [7 empty] | -- |  |  |  |  | -- | [6 empty] | -- | [6 empty] | -- | [10 empty] | n/a |  |  |  | 0 | 0 | 0 | 0 | 0 | 0 | 0 | 0 | 0 | 0 | 0 | 0 | 0 | 0 | 0 | 0
9458 | WI | Gordon | 3976 | Dahlberg Light & Power Co | 4715 | Dahlberg Light & Power Co | 4715 | Midcontinent Independent Transmission System Operator, Inc.. | MISO | MRO | MROW | MRO West | MISO | 55 | 031 | Douglas | 46.2367 | -91.7855 | 0 |  | DFO | OIL |  | 0 | 7 | 1 | [10 empty] | 0 | 0 | [7 empty] | -- | [7 empty] | -- |  |  |  |  | -- | [6 empty] | -- | [6 empty] | -- | [10 empty] | n/a |  |  |  | 0 | 0 | 0 | 0 | 0 | 0 | 0 | 0 | 0 | 0 | 0 | 0 | 0 | 0 | 0 | 0
9474 | WI | Juneau | 8050 | American Transmission Co | 659 | Wisconsin River Power Company | 20863 | Midcontinent Independent Transmission System Operator, Inc.. | MISO | MRO | MROE | MRO East | MISO | 55 | 057 | Juneau | 44.0575 | -90.0242 | 0 |  | DFO | OIL |  | 0 | 16 | 1 | [10 empty] | 0 | 0 | [7 empty] | -- | [7 empty] | -- |  |  |  |  | -- | [6 empty] | -- | [6 empty] | -- | [10 empty] | n/a |  |  |  | 0 | 0 | 0 | 0 | 0 | 0 | 0 | 0 | 0 | 0 | 0 | 0 | 0 | 0 | 0 | 0
9548 | WI | Solon Diesel | 7058 | Dahlberg Light & Power Co | 4715 | Dahlberg Light & Power Co | 4715 | Midcontinent Independent Transmission System Operator, Inc.. | MISO | MRO | MROW | MRO West | MISO | 55 | 031 | Douglas | 46.359 | -91.8236 | 0 |  | DFO | OIL |  | 0 | 8 | 1 | [10 empty] | 0 | 0 | [7 empty] | -- | [7 empty] | -- |  |  |  |  | -- | [6 empty] | -- | [6 empty] | -- | [10 empty] | n/a |  |  |  | 0 | 0 | 0 | 0 | 0 | 0 | 0 | 0 | 0 | 0 | 0 | 0 | 0 | 0 | 0 | 0
9565 | WI | Viola | 4139 | Dairyland Power Coop | 4716 | Village of Viola - (WI) | 19867 | Midcontinent Independent Transmission System Operator, Inc.. | MISO | MRO | MROW | MRO West | MISO | 55 | 103 | Richland | 43.507 | -90.669 | 0 |  | DFO | OIL |  | 0 | 2.9 | 1 | [10 empty] | 0 | 0 | [7 empty] | -- | [7 empty] | -- |  |  |  |  | -- | [6 empty] | -- | [6 empty] | -- | [10 empty] | n/a |  |  |  | 0 | 0 | 0 | 0 | 0 | 0 | 0 | 0 | 0 | 0 | 0 | 0 | 0 | 0 | 0 | 0
9568 | WI | Waupun Correctional Central Heating Plt | 54407 | Waupun Utilities | 20213 | State of Wisconsin | 18028 | Midcontinent Independent Transmission System Operator, Inc.. | MISO | MRO | MROE | MRO East | MISO | 55 | 027 | Dodge | 43.6233 | -88.7297 | 0 |  | NG | GAS |  | 0 | 4.3 | 1 |  | Yes | 168133.6 | 0 | 0 | [5 empty] | 0 | 0 | [7 empty] | -- | [7 empty] | -- |  |  |  |  | -- | [6 empty] | -- | [6 empty] | -- | [10 empty] | n/a |  |  |  | 0 | 0 | 0 | 0 | 0 | 0 | 0 | 0 | 0 | 0 | 0 | 0 | 0 | 0 | 0 | 0
9589 | WV | AEP Milton NaS | 59995 | Appalachian Power Co | 733 | Appalachian Power Co | 733 | PJM Interconnection, LLC | PJM | RFC | RFCW | RFC West | PJM | 54 | 011 | Cabell | 38.3622 | -82.1256 | 0 |  | MWH | OTHF |  | 0 | 2 | [11 empty] | 0 | 0 | [7 empty] | -- | [7 empty] | -- |  |  |  |  | -- | [6 empty] | -- | [6 empty] | -- | [10 empty] | n/a |  |  |  | 0 | 0 | 0 | 0 | 0 | 0 | 0 | 0 | 0 | 0 | 0 | 0 | 0 | 0 | 0 | 0
9610 | WV | Kanawha River | 3936 | Appalachian Power Co | 733 | Appalachian Power Co | 733 | PJM Interconnection, LLC | PJM | RFC | RFCW | RFC West | PJM | 54 | 039 | Kanawha | 38.2056 | -81.4211 | 2 | 2 | BIT | COAL |  | 0 | 439.2 | 1 | [10 empty] | 0 | 0 | [7 empty] | -- | [7 empty] | -- |  |  |  |  | -- | [6 empty] | -- | [6 empty] | -- | [10 empty] | n/a |  |  |  | 0 | 0 | 0 | 0 | 0 | 0 | 0 | 0 | 0 | 0 | 0 | 0 | 0 | 0 | 0 | 0
131 | AK | Thorne Bay Plant | 7414 | Alaska Power and Telephone Co | 219 | Alaska Power and Telephone Co | 219 | Alaska Miscellaneous | NA | ASCC | AKMS | ASCC Miscellaneous |  | 02 | 198 | Prince of Wales-Hyder | 55.6859 | -132.5289 | 0 |  | DFO | OIL |  | 0 | 1 | 1 | [6 empty] | 653 | 211 | 653 | 211 | -1 | -0.323 | 1.044 | 0.335 | 0.095 | 53.326 | 4.319 | 0.864 | 53.505 | -- | 0 | 0 | 0 | 0 | 0 | 0 | 0 | -- | 3.198 | 3.175 | 0.291 | 163.326 | -- | 0 | 0 | 0 | 0 | 0 | 0 | -- | 1.044 | 0.335 | 0.095 | 53.326 | 4.319 | 0.864 | -- | 653 | 211 | 653 | 211 | EIA | EIA | EIA | EIA | EIA | EIA | n/a | EIA | EIA | -653000 | 0 | -1 | 0 | 0 | 0 | 0 | 0 | 0 | 0 | 0 | 0 | -1 | 0 | 0 | -1 | 0
1349 | CA | Ortega Highway Energy Storage | 60567 | San Diego Gas & Electric Co | 16609 | SDGE Batteries | 60336 | California Independent System Operator | CISO | WECC | CAMX | WECC California | CAISO | 06 | 059 | Orange | 33.5621 | -117.5438 | 0 |  | MWH | OTHF |  | 0 | 2 | [7 empty] | 0 | 0 | 0 | 0 | -2 | -0.888 |  |  |  | 0 | 0 | 0 | 0 | -- | 0 | 0 | 0 | 0 | 0 | 0 | 0 | -- |  |  |  |  | -- | 0 |  | 0 | 0 | 0 | 0 | -- |  |  |  | 0 | 0 | 0 | -- | 0 | 0 | 0 | 0 |  |  |  | EIA | EIA | EIA | n/a | EIA | EIA |  | 0 | 0 | 0 | 0 | 0 | 0 | 0 | 0 | 0 | 0 | -2 | -2 | 0 | 0 | -2 | 0
1367 | CA | Pala Energy Storage Yard | 60566 | San Diego Gas & Electric Co | 16609 | SDGE Batteries | 60336 | California Independent System Operator | CISO | WECC | CAMX | WECC California | CAISO | 06 | 073 | San Diego | 33.3565 | -117.1136 | 0 |  | MWH | OTHF |  | 0 | 1.5 | [7 empty] | 0 | 0 | 0 | 0 | -4 | 0 |  |  |  | 0 | 0 | 0 | 0 | -- | 0 |  | 0 | 0 | 0 | 0 | 0 | -- |  |  |  |  | -- | 0 |  | 0 | 0 | 0 | 0 | -- |  |  |  | 0 | 0 | 0 | -- | 0 | 0 | 0 | 0 |  |  |  | EIA | EIA | EIA | n/a | EIA | EIA |  | 0 | 0 | 0 | 0 | 0 | 0 | 0 | 0 | 0 | 0 | -4 | -4 | 0 | 0 | -4 | 0
3453 | IN | Evonik Industries AG | 54835 | Duke Energy Indiana Inc | 15470 | Evonik Degussa Corporation | 56537 | Midcontinent Independent Transmission System Operator, Inc.. | MISO | RFC | RFCW | RFC West | MISO | 18 | 157 | Tippecanoe | 40.3872 | -86.9391 | 0 |  | DFO | OIL |  | 0 | 1.2 | 1 | [6 empty] | 120 | 48 | 120 | 48 | -4 | -1.584 | 0.186 | 0.075 | 0.017 | 9.8 | 0.794 | 0.159 | 9.833 | -- | 0 | 0 | 0 | 0 | 0 | 0 | 0 | -- | 3.1 | 3.125 | 0.283 | 163.333 | -- | 0 | 0 | 0 | 0 | 0 | 0 | -- | 0.186 | 0.075 | 0.017 | 9.8 | 0.794 | 0.159 | -- | 120 | 48 | 120 | 48 | EIA | EIA | EIA | EIA | EIA | EIA | n/a | EIA | EIA | -30000 | 0 | -4 | 0 | 0 | 0 | 0 | 0 | 0 | 0 | 0 | 0 | -4 | 0 | 0 | -4 | 0
5025 | MN | Sleepy Eye | 2011 | Northern States Power Co - Minnesota | 13781 | Sleepy Eye Public Utility Comm | 17320 | Midcontinent Independent Transmission System Operator, Inc.. | MISO | MRO | MROW | MRO West | MISO | 27 | 015 | Brown | 44.2981 | -94.7252 | 0 |  | DFO | OIL |  | 0 | 12.9 | 1 | [6 empty] | 1192.002 | 553.002 | 1192.002 | 553.002 | -4.998 | -2.322 | 1.95 | 0.906 | 0.171 | 97.344 | 7.884 | 1.577 | 97.671 | -- | 0 | 0 | 0 | 0 | 0 | 0 | 0 | -- | 3.272 | 3.277 | 0.287 | 163.329 | -- | 0 | 0 | 0 | 0 | 0 | 0 | -- | 1.95 | 0.906 | 0.171 | 97.344 | 7.884 | 1.577 | -- | 1192.002 | 553.002 | 1192.002 | 553.002 | EIA | EIA | EIA | EIA | EIA | EIA | n/a | EIA | EIA | -238400.4 | 0 | -5 | 0 | 0 | 0 | 0 | 0 | 0 | 0 | 0 | 0 | -5 | 0 | 0 | -5 | 0
2580 | GA | Kraft | 733 | Georgia Power Co | 7140 | Georgia Power Co | 7140 | Southern Company Services, Inc. - Trans | SOCO | SERC | SRSO | SERC South |  | 13 | 051 | Chatham | 32.1486 | -81.1458 | 4 | 3 | NG | GAS |  | 0 | 352.4 | 1 | [6 empty] | 0 | 0 | 0 | 0 | -6 | 0 | 0 | 0 | 0 | 0 | 0 | 0 | 0 | -- | 0 |  | 0 | 0 | 0 | 0 | 0 | -- |  |  |  |  | -- | 0 |  | 0 | 0 | 0 | 0 | -- | 0 | 0 | 0 | 0 | 0 | 0 | -- | 0 | 0 | 0 | 0 | EIA | EIA | EIA | EIA | EIA | EIA | n/a | EIA | EIA | 0 | 0 | -5.06 | -0.94 | 0 | 0 | 0 | 0 | 0 | 0 | 0 | 0 | -6 | 0 | 0 | -6 | 0
5467 | NC | Buxton | 2783 | Cape Hatteras Elec Member Corp | 2982 | North Carolina El Member Corp | 13683 | PJM Interconnection, LLC | PJM | SERC | SRVC | SERC Virginia/Carolina | PJM | 37 | 055 | Dare | 35.2672 | -75.5347 | 0 |  | DFO | OIL |  | 0 | 15 | 1 | [6 empty] | 3474 | 1114 | 3474 | 1114 | -6 | -1.925 | 5.6 | 1.8 | 0.505 | 283.695 | 22.977 | 4.595 | 284.649 | -- | 0 | 0 | 0 | 0 | 0 | 0 | 0 | -- | 3.224 | 3.232 | 0.291 | 163.325 | -- | 0 | 0 | 0 | 0 | 0 | 0 | -- | 5.6 | 1.8 | 0.505 | 283.695 | 22.977 | 4.595 | -- | 3474 | 1114 | 3474 | 1114 | EIA | EIA | EIA | EIA | EIA | EIA | n/a | EIA | EIA | -579000 | 0 | -6 | 0 | 0 | 0 | 0 | 0 | 0 | 0 | 0 | 0 | -6 | 0 | 0 | -6 | 0
8095 | SC | Bull Street Plant | 59727 | City of Orangeburg - (SC) | 14164 | City of Orangeburg - (SC) | 14164 | South Carolina Electric & Gas Company | SCEG | SERC | SRVC | SERC Virginia/Carolina |  | 45 | 075 | Orangeburg | 33.4898 | -80.8703 | 0 |  | NG | GAS |  | 0 | 2 | 1 | [6 empty] | 421 | 211 | 421 | 211 | -8 | -4.011 | 0.066 | 0.033 | 0.001 | 24.605 | 0.928 | 0.093 | 24.629 | -- | 0 | 0 | 0 | 0 | 0 | 0 | 0 | -- | 0.314 | 0.313 | 0.005 | 116.888 | -- | 0 | 0 | 0 | 0 | 0 | 0 | -- | 0.066 | 0.033 | 0.001 | 24.605 | 0.928 | 0.093 | -- | 421 | 211 | 421 | 211 | EIA | EIA | EIA | EIA | EIA | EIA | n/a | EIA | EIA | -52625 | 0 | 0 | -8 | 0 | 0 | 0 | 0 | 0 | 0 | 0 | 0 | -8 | 0 | 0 | -8 | 0
57 | AK | Hydaburg | 423 | Alaska Power and Telephone Co | 219 | Alaska Power and Telephone Co | 219 | Alaska Miscellaneous | NA | ASCC | AKMS | ASCC Miscellaneous |  | 02 | 198 | Prince of Wales-Hyder | 55.2049 | -132.8214 | 0 |  | DFO | OIL |  | 0 | 1 | 1 | [6 empty] | 192 | 60 | 192 | 60 | -9 | -2.906 | 0.307 | 0.093 | 0.027 | 15.68 | 1.27 | 0.254 | 15.733 | -- | 0 | 0 | 0 | 0 | 0 | 0 | 0 | -- | 3.198 | 3.1 | 0.281 | 163.333 | -- | 0 | 0 | 0 | 0 | 0 | 0 | -- | 0.307 | 0.093 | 0.027 | 15.68 | 1.27 | 0.254 | -- | 192 | 60 | 192 | 60 | EIA | EIA | EIA | EIA | EIA | EIA | n/a | EIA | EIA | -21333.3333 | 0 | -9 | 0 | 0 | 0 | 0 | 0 | 0 | 0 | 0 | 0 | -9 | 0 | 0 | -9 | 0
146 | AK | Viking | 56147 | Alaska Power and Telephone Co | 219 | Alaska Power and Telephone Co | 219 | Alaska Miscellaneous | NA | ASCC | AKMS | ASCC Miscellaneous |  | 02 | 198 | Prince of Wales-Hyder | 55.5407 | -133.1023 | 0 |  | DFO | OIL |  | 0 | 1 | 1 | [6 empty] | 0 | 0 | 0 | 0 | -10 | -3.228 | 0 | 0 | 0 | 0 | 0 | 0 | 0 | -- | 0 | 0 | 0 | 0 | 0 | 0 | 0 | -- |  |  |  |  | -- | 0 | 0 | 0 | 0 | 0 | 0 | -- | 0 | 0 | 0 | 0 | 0 | 0 | -- | 0 | 0 | 0 | 0 | EIA | EIA | EIA | EIA | EIA | EIA | n/a | EIA | EIA | 0 | 0 | -10 | 0 | 0 | 0 | 0 | 0 | 0 | 0 | 0 | 0 | -10 | 0 | 0 | -10 | 0
5185 | MO | Mexico | 6650 | Union Electric Co - (MO) | 19436 | Union Electric Co - (MO) | 19436 | Midcontinent Independent Transmission System Operator, Inc.. | MISO | SERC | SRMW | SERC Midwest | MISO | 29 | 007 | Audrain | 39.1481 | -91.8306 | 0 |  | DFO | OIL |  | 0 | 60.7 | 1 | [6 empty] | 6914.2 | 6914.2 | 6914.2 | 6914.2 | -10 | 230 | 4.149 | 4.149 | 1.729 | 564.633 | 27.778 | 5.556 | 565.786 | -- | 0 | 36.078 | 0 | 0 | 0 | 0 | 0 | -- | 1.2 | 1.2 | 0.5 | 163.326 | -- | 0 | 36.078 | 0 | 0 | 0 | 0 | -- | 4.149 | 4.149 | 1.729 | 564.633 | 27.778 | 5.556 | -- | 6914.2 | 6914.2 | 6914.2 | 6914.2 | EPA/CAMD | EPA/CAMD | EPA/CAMD | EIA | EIA | EIA | n/a | EPA/CAMD | EPA/CAMD | -691420 | 0 | -10 | 0 | 0 | 0 | 0 | 0 | 0 | 0 | 0 | 0 | -10 | 0 | 0 | -10 | 0
6224 | NE | Don Henry | 2243 | City of Hastings - (NE) | 8245 | City of Hastings - (NE) | 8245 | Southwest Power Pool | SWPP | MRO | MROW | MRO West |  | 31 | 001 | Adams | 40.5832 | -98.4201 | 0 |  | NG | GAS |  | 0 | 22 | 1 | [6 empty] | 1998 | 1278 | 1998 | 1278 | -16 | -10.224 | 0.295 | 0.188 | 0.003 | 116.772 | 4.405 | 0.44 | 116.887 | -- | 0 | 0 | 0 | 0 | 0 | 0 | 0 | -- | 0.295 | 0.294 | 0.003 | 116.889 | -- | 0 | 0 | 0 | 0 | 0 | 0 | -- | 0.295 | 0.188 | 0.003 | 116.772 | 4.405 | 0.44 | -- | 1998 | 1278 | 1998 | 1278 | EIA | EIA | EIA | EIA | EIA | EIA | n/a | EIA | EIA | -124875 | 0 | 0 | -16 | 0 | 0 | 0 | 0 | 0 | 0 | 0 | 0 | -16 | 0 | 0 | -16 | 0
363 | AZ | IRC Generator Facility | 56899 | Garkane Energy Coop, Inc | 6957 | Garkane Energy Coop, Inc | 6957 | Western Area Power Administration - Desert Southwest Region | WALC | WECC | NWPP | WECC Northwest |  | 04 | 005 | Coconino | 36.9708 | -112.5264 | 0 |  | DFO | OIL |  | 0 | 3 | 1 | [6 empty] | 192 | 54 | 192 | 54 | -21 | -6.64 | 0.298 | 0.084 | 0.028 | 15.68 | 1.27 | 0.254 | 15.733 | -- | 0 | 0 | 0 | 0 | 0 | 0 | 0 | -- | 3.104 | 3.111 | 0.292 | 163.333 | -- | 0 | 0 | 0 | 0 | 0 | 0 | -- | 0.298 | 0.084 | 0.028 | 15.68 | 1.27 | 0.254 | -- | 192 | 54 | 192 | 54 | EIA | EIA | EIA | EIA | EIA | EIA | n/a | EIA | EIA | -9142.8571 | 0 | -21 | 0 | 0 | 0 | 0 | 0 | 0 | 0 | 0 | 0 | -21 | 0 | 0 | -21 | 0
5656 | NC | High Point, Pump Station Rd | 56260 | Town of High Point | 8571 | North Carolina Mun Power Agny #1 | 13630 | Duke Energy Carolinas | DUK | SERC | SRVC | SERC Virginia/Carolina |  | 37 | 081 | Guilford | 35.9861 | -79.9497 | 0 |  | DFO | OIL |  | 0 | 3.6 | 1 | [6 empty] | 484 | 155 | 484 | 155 | -24 | -7.7 | 0.726 | 0.232 | 0.07 | 39.524 | 3.201 | 0.64 | 39.657 | -- | 0 | 0 | 0 | 0 | 0 | 0 | 0 | -- | 3 | 2.994 | 0.289 | 163.322 | -- | 0 | 0 | 0 | 0 | 0 | 0 | -- | 0.726 | 0.232 | 0.07 | 39.524 | 3.201 | 0.64 | -- | 484 | 155 | 484 | 155 | EIA | EIA | EIA | EIA | EIA | EIA | n/a | EIA | EIA | -20166.6667 | 0 | -24 | 0 | 0 | 0 | 0 | 0 | 0 | 0 | 0 | 0 | -24 | 0 | 0 | -24 | 0
5808 | NC | Monroe Middle School | 56343 | City of Monroe - (NC) | 12801 | North Carolina Mun Power Agny #1 | 13630 | Duke Energy Carolinas | DUK | SERC | SRVC | SERC Virginia/Carolina |  | 37 | 179 | Union | 34.9733 | -80.54 | 0 |  | DFO | OIL |  | 0 | 1.8 | 1 | [6 empty] | 183 | 60 | 183 | 60 | -24 | -7.701 | 0.28 | 0.093 | 0.027 | 14.944 | 1.21 | 0.242 | 14.994 | -- | 0 | 0 | 0 | 0 | 0 | 0 | 0 | -- | 3.06 | 3.1 | 0.295 | 163.322 | -- | 0 | 0 | 0 | 0 | 0 | 0 | -- | 0.28 | 0.093 | 0.027 | 14.944 | 1.21 | 0.242 | -- | 183 | 60 | 183 | 60 | EIA | EIA | EIA | EIA | EIA | EIA | n/a | EIA | EIA | -7625 | 0 | -24 | 0 | 0 | 0 | 0 | 0 | 0 | 0 | 0 | 0 | -24 | 0 | 0 | -24 | 0
5517 | NC | Cornelius Delivery No 1 | 56546 | Town of Cornelius - (NC) | 4365 | North Carolina Mun Power Agny #1 | 13630 | Duke Energy Carolinas | DUK | SERC | SRVC | SERC Virginia/Carolina |  | 37 | 119 | Mecklenburg | 35.4833 | -80.8569 | 0 |  | DFO | OIL |  | 0 | 2.2 | 1 | [6 empty] | 68 | 0 | 68 | 0 | -26 | 0 | 0.103 | 0 | 0.01 | 5.553 | 0.45 | 0.09 | 5.572 | -- | 0 |  | 0 | 0 | 0 | 0 | 0 | -- | 3.029 |  | 0.294 | 163.324 | -- | 0 |  | 0 | 0 | 0 | 0 | -- | 0.103 | 0 | 0.01 | 5.553 | 0.45 | 0.09 | -- | 68 | 0 | 68 | 0 | EIA | EIA | EIA | EIA | EIA | EIA | n/a | EIA | EIA | -2615.3846 | 0 | -26 | 0 | 0 | 0 | 0 | 0 | 0 | 0 | 0 | 0 | -26 | 0 | 0 | -26 | 0
5818 | NC | Morganton Station 5 | 56344 | City of Morganton - (NC) | 12944 | North Carolina Mun Power Agny #1 | 13630 | Duke Energy Carolinas | DUK | SERC | SRVC | SERC Virginia/Carolina |  | 37 | 023 | Burke | 35.729 | -81.7481 | 0 |  | DFO | OIL |  | 0 | 1.8 | 1 | [6 empty] | 60 | 30 | 60 | 30 | -28 | -8.985 | 0.093 | 0.047 | 0.009 | 4.9 | 0.397 | 0.079 | 4.916 | -- | 0 | 0 | 0 | 0 | 0 | 0 | 0 | -- | 3.1 | 3.133 | 0.3 | 163.333 | -- | 0 | 0 | 0 | 0 | 0 | 0 | -- | 0.093 | 0.047 | 0.009 | 4.9 | 0.397 | 0.079 | -- | 60 | 30 | 60 | 30 | EIA | EIA | EIA | EIA | EIA | EIA | n/a | EIA | EIA | -2142.8571 | 0 | -28 | 0 | 0 | 0 | 0 | 0 | 0 | 0 | 0 | 0 | -28 | 0 | 0 | -28 | 0
5655 | NC | High Point, POLO | 57196 | Town of High Point | 8571 | North Carolina Mun Power Agny #1 | 13630 | Duke Energy Carolinas | DUK | SERC | SRVC | SERC Virginia/Carolina |  | 37 | 081 | Guilford | 35.97 | -79.96 | 0 |  | DFO | OIL |  | 0 | 1.8 | 1 | [6 empty] | 171 | 54 | 171 | 54 | -30 | -9.627 | 0.261 | 0.084 | 0.025 | 13.964 | 1.131 | 0.226 | 14.011 | -- | 0 | 0 | 0 | 0 | 0 | 0 | 0 | -- | 3.053 | 3.111 | 0.292 | 163.322 | -- | 0 | 0 | 0 | 0 | 0 | 0 | -- | 0.261 | 0.084 | 0.025 | 13.964 | 1.131 | 0.226 | -- | 171 | 54 | 171 | 54 | EIA | EIA | EIA | EIA | EIA | EIA | n/a | EIA | EIA | -5700 | 0 | -30 | 0 | 0 | 0 | 0 | 0 | 0 | 0 | 0 | 0 | -30 | 0 | 0 | -30 | 0
5749 | NC | Lexington Health Center | 56067 | City of Lexington - (NC) | 10966 | North Carolina Mun Power Agny #1 | 13630 | Duke Energy Carolinas | DUK | SERC | SRVC | SERC Virginia/Carolina |  | 37 | 057 | Davidson | 35.8309 | -80.2422 | 0 |  | DFO | OIL |  | 0 | 1.8 | 1 | [6 empty] | 55 | 24 | 55 | 24 | -30 | -9.627 | 0.084 | 0.037 | 0.008 | 4.491 | 0.364 | 0.073 | 4.506 | -- | 0 | 0 | 0 | 0 | 0 | 0 | 0 | -- | 3.055 | 3.083 | 0.291 | 163.309 | -- | 0 | 0 | 0 | 0 | 0 | 0 | -- | 0.084 | 0.037 | 0.008 | 4.491 | 0.364 | 0.073 | -- | 55 | 24 | 55 | 24 | EIA | EIA | EIA | EIA | EIA | EIA | n/a | EIA | EIA | -1833.3333 | 0 | -30 | 0 | 0 | 0 | 0 | 0 | 0 | 0 | 0 | 0 | -30 | 0 | 0 | -30 | 0
2979 | IA | Traer Main | 1192 | City of Traer - (IA) | 19062 | City of Traer - (IA) | 19062 | Midcontinent Independent Transmission System Operator, Inc.. | MISO | MRO | MROW | MRO West | MISO | 19 | 171 | Tama | 42.1926 | -92.4636 | 0 |  | DFO | OIL |  | 0 | 4.1 | 1 | [6 empty] | 610.001 | 328.999 | 610.001 | 328.999 | -31 | -16.964 | 0.168 | 0.056 | 0.015 | 49.815 | 1.817 | 0.252 | 49.873 | -- | 0 | 0 | 0 | 0 | 0 | 0 | 0 | -- | 0.551 | 0.34 | 0.049 | 163.328 | -- | 0 | 0 | 0 | 0 | 0 | 0 | -- | 0.168 | 0.056 | 0.015 | 49.815 | 1.817 | 0.252 | -- | 610.001 | 328.999 | 610.001 | 328.999 | EIA | EIA | EIA | EIA | EIA | EIA | n/a | EIA | EIA | -19677.4516 | 0 | -5.328 | -25.672 | 0 | 0 | 0 | 0 | 0 | 0 | 0 | 0 | -31 | 0 | 0 | -31 | 0
5450 | NC | Bostic Delivery No 2 | 56547 | Town of Bostic - (NC) | 1987 | North Carolina Mun Power Agny #1 | 13630 | Duke Energy Carolinas | DUK | SERC | SRVC | SERC Virginia/Carolina |  | 37 | 161 | Rutherford | 35.3619 | -81.8344 | 0 |  | DFO | OIL |  | 0 | 1 | 1 | [6 empty] | 6 | 0 | 6 | 0 | -32 | 0 | 0.009 | 0 | 0.001 | 0.49 | 0.04 | 0.008 | 0.492 | -- | 0 |  | 0 | 0 | 0 | 0 | 0 | -- | 3 |  | 0.333 | 163.333 | -- | 0 |  | 0 | 0 | 0 | 0 | -- | 0.009 | 0 | 0.001 | 0.49 | 0.04 | 0.008 | -- | 6 | 0 | 6 | 0 | EIA | EIA | EIA | EIA | EIA | EIA | n/a | EIA | EIA | -187.5 | 0 | -32 | 0 | 0 | 0 | 0 | 0 | 0 | 0 | 0 | 0 | -32 | 0 | 0 | -32 | 0
2084 | CO | Pueblo | 460 | Black Hills/Colorado Elec.Util | 56146 | Black Hills/Colorado Elec.Util | 56146 | Public Service Company of Colorado | PSCO | WECC | RMPA | WECC Rockies |  | 08 | 101 | Pueblo | 38.2667 | -104.6144 | 2 |  | DFO | OIL |  | 0 | 32.5 | 1 | [6 empty] | 944 | 296 | 944 | 296 | -33 | -10.19 | 1.52 | 0.475 | 0.135 | 77.09 | 6.243 | 1.249 | 77.349 | -- | 0 | 0 | 0 | 0 | 0 | 0 | 0 | -- | 3.22 | 3.209 | 0.286 | 163.326 | -- | 0 | 0 | 0 | 0 | 0 | 0 | -- | 1.52 | 0.475 | 0.135 | 77.09 | 6.243 | 1.249 | -- | 944 | 296 | 944 | 296 | EIA | EIA | EIA | EIA | EIA | EIA | n/a | EIA | EIA | -28606.0606 | 0 | -33 | 0 | 0 | 0 | 0 | 0 | 0 | 0 | 0 | 0 | -33 | 0 | 0 | -33 | 0
5880 | NC | Pineville Delivery 1 | 56345 | Town of Pineville - (NC) | 15062 | North Carolina Mun Power Agny #1 | 13630 | Duke Energy Carolinas | DUK | SERC | SRVC | SERC Virginia/Carolina |  | 37 | 119 | Mecklenburg | 35.0848 | -80.8934 | 0 |  | DFO | OIL |  | 0 | 1.8 | 1 | [6 empty] | 12 | 0 | 12 | 0 | -33 | 0 | 0.019 | 0 | 0.002 | 0.98 | 0.079 | 0.016 | 0.983 | -- | 0 |  | 0 | 0 | 0 | 0 | 0 | -- | 3.167 |  | 0.333 | 163.333 | -- | 0 |  | 0 | 0 | 0 | 0 | -- | 0.019 | 0 | 0.002 | 0.98 | 0.079 | 0.016 | -- | 12 | 0 | 12 | 0 | EIA | EIA | EIA | EIA | EIA | EIA | n/a | EIA | EIA | -363.6364 | 0 | -33 | 0 | 0 | 0 | 0 | 0 | 0 | 0 | 0 | 0 | -33 | 0 | 0 | -33 | 0
5618 | NC | Gastonia Prime Power Park | 56954 | City of Gastonia - (NC) | 7027 | North Carolina Mun Power Agny #1 | 13630 | Duke Energy Carolinas | DUK | SERC | SRVC | SERC Virginia/Carolina |  | 37 | 071 | Gaston | 35.3017 | -81.2092 | 0 |  | DFO | OIL |  | 0 | 11.8 | 1 | [6 empty] | 2648 | 855.002 | 2648 | 855.002 | -33.998 | -10.91 | 3.98 | 1.286 | 0.386 | 216.242 | 17.514 | 3.503 | 216.969 | -- | 0 | 0 | 0 | 0 | 0 | 0 | 0 | -- | 3.006 | 3.008 | 0.292 | 163.325 | -- | 0 | 0 | 0 | 0 | 0 | 0 | -- | 3.98 | 1.286 | 0.386 | 216.242 | 17.514 | 3.503 | -- | 2648 | 855.002 | 2648 | 855.002 | EIA | EIA | EIA | EIA | EIA | EIA | n/a | EIA | EIA | -77882.3529 | 0 | -34 | 0 | 0 | 0 | 0 | 0 | 0 | 0 | 0 | 0 | -34 | 0 | 0 | -34 | 0
4679 | MI | Slocum | 1741 | DTE Electric Company | 5109 | DTE Electric Company | 5109 | Midcontinent Independent Transmission System Operator, Inc.. | MISO | RFC | RFCM | RFC Michigan | MISO | 26 | 163 | Wayne | 42.1225 | -83.185 | 0 |  | DFO | OIL |  | 0 | 13.5 | 1 | [6 empty] | 4641 | 2375 | 4641 | 2375 | -34 | -17.39 | 7.445 | 3.81 | 0.675 | 378.995 | 30.695 | 6.139 | 380.269 | -- | 0 | 0 | 0 | 0 | 0 | 0 | 0 | -- | 3.208 | 3.208 | 0.291 | 163.325 | -- | 0 | 0 | 0 | 0 | 0 | 0 | -- | 7.445 | 3.81 | 0.675 | 378.995 | 30.695 | 6.139 | -- | 4641 | 2375 | 4641 | 2375 | EIA | EIA | EIA | EIA | EIA | EIA | n/a | EIA | EIA | -136500 | 0 | -34 | 0 | 0 | 0 | 0 | 0 | 0 | 0 | 0 | 0 | -34 | 0 | 0 | -34 | 0
5819 | NC | Morganton, Parker Road | 56064 | City of Morganton - (NC) | 12944 | North Carolina Mun Power Agny #1 | 13630 | Duke Energy Carolinas | DUK | SERC | SRVC | SERC Virginia/Carolina |  | 37 | 023 | Burke | 35.7208 | -81.6624 | 0 |  | DFO | OIL |  | 0 | 1.8 | 1 | [6 empty] | 60 | 30 | 60 | 30 | -35 | -11.231 | 0.093 | 0.047 | 0.009 | 4.9 | 0.397 | 0.079 | 4.916 | -- | 0 | 0 | 0 | 0 | 0 | 0 | 0 | -- | 3.1 | 3.133 | 0.3 | 163.333 | -- | 0 | 0 | 0 | 0 | 0 | 0 | -- | 0.093 | 0.047 | 0.009 | 4.9 | 0.397 | 0.079 | -- | 60 | 30 | 60 | 30 | EIA | EIA | EIA | EIA | EIA | EIA | n/a | EIA | EIA | -1714.2857 | 0 | -35 | 0 | 0 | 0 | 0 | 0 | 0 | 0 | 0 | 0 | -35 | 0 | 0 | -35 | 0
8189 | SC | Substation 20 Plant | 59728 | City of Orangeburg - (SC) | 14164 | City of Orangeburg - (SC) | 14164 | South Carolina Electric & Gas Company | SCEG | SERC | SRVC | SERC Virginia/Carolina |  | 45 | 075 | Orangeburg | 33.4402 | -80.8417 | 0 |  | NG | GAS |  | 0 | 2 | 1 | [6 empty] | 297 | 150 | 297 | 150 | -35 | -17.551 | 0.046 | 0.023 | 0 | 17.358 | 0.655 | 0.065 | 17.375 | -- | 0 | 0 | 0 | 0 | 0 | 0 | 0 | -- | 0.31 | 0.307 | 0 | 116.889 | -- | 0 | 0 | 0 | 0 | 0 | 0 | -- | 0.046 | 0.023 | 0 | 17.358 | 0.655 | 0.065 | -- | 297 | 150 | 297 | 150 | EIA | EIA | EIA | EIA | EIA | EIA | n/a | EIA | EIA | -8485.7143 | 0 | 0 | -35 | 0 | 0 | 0 | 0 | 0 | 0 | 0 | 0 | -35 | 0 | 0 | -35 | 0
556 | CA | Bear Valley Power Plant | 56346 | Bear Valley Electric Service | 17612 | Golden State Water Company | 54710 | California Independent System Operator | CISO | WECC | CAMX | WECC California | CAISO | 06 | 071 | San Bernardino | 34.2506 | -116.9025 | 0 |  | NG | GAS |  | 0 | 8.4 | 1 | [6 empty] | 6356 | 2983.001 | 6356 | 2983.001 | -36.001 | -16.891 | 8.568 | 4.018 | 0.007 | 371.476 | 14.013 | 1.401 | 371.84 | -- | 0 | 0 | 0 | 0 | 0 | 0 | 0 | -- | 2.696 | 2.694 | 0.002 | 116.89 | -- | 0 | 0 | 0 | 0 | 0 | 0 | -- | 8.568 | 4.018 | 0.007 | 371.476 | 14.013 | 1.401 | -- | 6356 | 2983.001 | 6356 | 2983.001 | EIA | EIA | EIA | EIA | EIA | EIA | n/a | EIA | EIA | -176555.5556 | 0 | 0 | -36 | 0 | 0 | 0 | 0 | 0 | 0 | 0 | 0 | -36 | 0 | 0 | -36 | 0
2988 | IA | Vinton | 1194 | ITC Transmission | 56068 | City of Vinton - (IA) | 19865 | Midcontinent Independent Transmission System Operator, Inc.. | MISO | MRO | MROW | MRO West | MISO | 19 | 011 | Benton | 42.1697 | -92.0222 | 0 |  | DFO | OIL |  | 0 | 17.5 | 1 | [6 empty] | 11106 | 6005.001 | 11106 | 6005.001 | -37.001 | -20.007 | 3.365 | 1.23 | 0.338 | 906.947 | 34.348 | 4.914 | 908.069 | -- | 0 | 0 | 0 | 0 | 0 | 0 | 0 | -- | 0.606 | 0.41 | 0.061 | 163.326 | -- | 0 | 0 | 0 | 0 | 0 | 0 | -- | 3.365 | 1.23 | 0.338 | 906.947 | 34.348 | 4.914 | -- | 11106 | 6005.001 | 11106 | 6005.001 | EIA | EIA | EIA | EIA | EIA | EIA | n/a | EIA | EIA | -300162.1622 | 0 | -7.456 | -29.544 | 0 | 0 | 0 | 0 | 0 | 0 | 0 | 0 | -37 | 0 | 0 | -37 | 0
5955 | NC | Shelby, Toms Street | 56063 | City of Shelby - (NC) | 17037 | North Carolina Mun Power Agny #1 | 13630 | Duke Energy Carolinas | DUK | SERC | SRVC | SERC Virginia/Carolina |  | 37 | 045 | Cleveland | 35.3036 | -81.5225 | 0 |  | DFO | OIL |  | 0 | 1.8 | 1 | [6 empty] | 50 | 0 | 50 | 0 | -38 | 0 | 0.075 | 0 | 0.007 | 4.083 | 0.331 | 0.066 | 4.097 | -- | 0 |  | 0 | 0 | 0 | 0 | 0 | -- | 3 |  | 0.28 | 163.32 | -- | 0 |  | 0 | 0 | 0 | 0 | -- | 0.075 | 0 | 0.007 | 4.083 | 0.331 | 0.066 | -- | 50 | 0 | 50 | 0 | EIA | EIA | EIA | EIA | EIA | EIA | n/a | EIA | EIA | -1315.7895 | 0 | -38 | 0 | 0 | 0 | 0 | 0 | 0 | 0 | 0 | 0 | -38 | 0 | 0 | -38 | 0
4494 | MI | Big Quinnesec 61 | 7821 | Wisconsin Electric Power Co | 20847 | Wisconsin Electric Power Co | 20847 | Midcontinent Independent Transmission System Operator, Inc.. | MISO | RFC | RFCW | RFC West | MISO | 26 | 043 | Dickinson | 45.7883 | -88.0415 | 0 |  | WAT | HYDRO |  | 0 | 4.4 | [9 empty] | 0 | 0 | -46 | -10.124 |  |  |  | 0 | 0 | 0 | 0 | -- | 0 | 0 | 0 | 0 | 0 | 0 | 0 | -- |  |  |  |  | -- | [6 empty] | -- |  |  |  | 0 | 0 | 0 | -- | 0 | 0 | 0 | 0 |  |  |  | EIA | EIA | EIA | n/a | EIA | EIA |  | 0 | 0 | 0 | 0 | -46 | 0 | 0 | 0 | 0 | 0 | 0 | 0 | -46 | 0 | 0 | -46
4662 | MI | Plant Four | 1840 | City of Marquette - (MI) | 11701 | City of Marquette - (MI) | 11701 | Midcontinent Independent Transmission System Operator, Inc.. | MISO | RFC | MROE | MRO East | MISO | 26 | 103 | Marquette | 46.576 | -87.4036 | 0 |  | DFO | OIL |  | 0 | 24 | 1 | [6 empty] | 724 | 371 | 724 | 371 | -46 | -23.527 | 0.32 | 0.164 | 0.099 | 59.124 | 4.788 | 0.958 | 59.323 | -- | 0 | 0 | 0 | 0 | 0 | 0 | 0 | -- | 0.884 | 0.884 | 0.273 | 163.326 | -- | 0 | 0 | 0 | 0 | 0 | 0 | -- | 0.32 | 0.164 | 0.099 | 59.124 | 4.788 | 0.958 | -- | 724 | 371 | 724 | 371 | EIA | EIA | EIA | EIA | EIA | EIA | n/a | EIA | EIA | -15739.1304 | 0 | -46 | 0 | 0 | 0 | 0 | 0 | 0 | 0 | 0 | 0 | -46 | 0 | 0 | -46 | 0
5653 | NC | High Point, Fairfield | 56059 | Town of High Point | 8571 | North Carolina Mun Power Agny #1 | 13630 | Duke Energy Carolinas | DUK | SERC | SRVC | SERC Virginia/Carolina |  | 37 | 081 | Guilford | 35.9244 | -79.9901 | 0 |  | DFO | OIL |  | 0 | 1.8 | 1 | [6 empty] | 68 | 0 | 68 | 0 | -46 | 0 | 0.103 | 0 | 0.01 | 5.553 | 0.45 | 0.09 | 5.572 | -- | 0 |  | 0 | 0 | 0 | 0 | 0 | -- | 3.029 |  | 0.294 | 163.324 | -- | 0 |  | 0 | 0 | 0 | 0 | -- | 0.103 | 0 | 0.01 | 5.553 | 0.45 | 0.09 | -- | 68 | 0 | 68 | 0 | EIA | EIA | EIA | EIA | EIA | EIA | n/a | EIA | EIA | -1478.2609 | 0 | -46 | 0 | 0 | 0 | 0 | 0 | 0 | 0 | 0 | 0 | -46 | 0 | 0 | -46 | 0
5996 | NC | Statesville, Highway 64 | 56062 | City of Statesville - (NC) | 18022 | North Carolina Mun Power Agny #1 | 13630 | Duke Energy Carolinas | DUK | SERC | SRVC | SERC Virginia/Carolina |  | 37 | 097 | Iredell | 35.7985 | -80.9427 | 0 |  | DFO | OIL |  | 0 | 1.8 | 1 | [6 empty] | 37 | 0 | 37 | 0 | -47 | 0 | 0.056 | 0 | 0.005 | 3.022 | 0.245 | 0.049 | 3.032 | -- | 0 |  | 0 | 0 | 0 | 0 | 0 | -- | 3.027 |  | 0.27 | 163.351 | -- | 0 |  | 0 | 0 | 0 | 0 | -- | 0.056 | 0 | 0.005 | 3.022 | 0.245 | 0.049 | -- | 37 | 0 | 37 | 0 | EIA | EIA | EIA | EIA | EIA | EIA | n/a | EIA | EIA | -787.234 | 0 | -47 | 0 | 0 | 0 | 0 | 0 | 0 | 0 | 0 | 0 | -47 | 0 | 0 | -47 | 0
5737 | NC | Landis Delivery No 2 | 56551 | Town of Landis - (NC) | 10669 | North Carolina Mun Power Agny #1 | 13630 | Duke Energy Carolinas | DUK | SERC | SRVC | SERC Virginia/Carolina |  | 37 | 159 | Rowan | 35.542 | -80.6123 | 0 |  | DFO | OIL |  | 0 | 2.2 | 1 | [6 empty] | 43 | 12 | 43 | 12 | -48 | -15.402 | 0.065 | 0.019 | 0.006 | 3.512 | 0.284 | 0.057 | 3.524 | -- | 0 | 0 | 0 | 0 | 0 | 0 | 0 | -- | 3.023 | 3.167 | 0.279 | 163.349 | -- | 0 | 0 | 0 | 0 | 0 | 0 | -- | 0.065 | 0.019 | 0.006 | 3.512 | 0.284 | 0.057 | -- | 43 | 12 | 43 | 12 | EIA | EIA | EIA | EIA | EIA | EIA | n/a | EIA | EIA | -895.8333 | 0 | -48 | 0 | 0 | 0 | 0 | 0 | 0 | 0 | 0 | 0 | -48 | 0 | 0 | -48 | 0
5995 | NC | Statesville Delivery No 3 | 56552 | City of Statesville - (NC) | 18022 | North Carolina Mun Power Agny #1 | 13630 | Duke Energy Carolinas | DUK | SERC | SRVC | SERC Virginia/Carolina |  | 37 | 097 | Iredell | 35.7972 | -80.8542 | 0 |  | DFO | OIL |  | 0 | 2.2 | 1 | [6 empty] | 55 | 24 | 55 | 24 | -48 | -15.402 | 0.084 | 0.037 | 0.008 | 4.491 | 0.364 | 0.073 | 4.506 | -- | 0 | 0 | 0 | 0 | 0 | 0 | 0 | -- | 3.055 | 3.083 | 0.291 | 163.309 | -- | 0 | 0 | 0 | 0 | 0 | 0 | -- | 0.084 | 0.037 | 0.008 | 4.491 | 0.364 | 0.073 | -- | 55 | 24 | 55 | 24 | EIA | EIA | EIA | EIA | EIA | EIA | n/a | EIA | EIA | -1145.8333 | 0 | -48 | 0 | 0 | 0 | 0 | 0 | 0 | 0 | 0 | 0 | -48 | 0 | 0 | -48 | 0
4692 | MI | Superior | 1744 | DTE Electric Company | 5109 | DTE Electric Company | 5109 | Midcontinent Independent Transmission System Operator, Inc.. | MISO | RFC | RFCM | RFC Michigan | MISO | 26 | 161 | Washtenaw | 42.2639 | -83.6422 | 0 |  | DFO | OIL |  | 0 | 64 | 1 | [6 empty] | 8108 | 8108 | 8108 | 8108 | -53 | 193 | 3.58 | 3.58 | 1.104 | 662.124 | 53.625 | 10.725 | 664.349 | -- | 0 | 37.098 | 0 | 0 | 0 | 0 | 0 | -- | 0.883 | 0.883 | 0.272 | 163.326 | -- | 0 | 37.098 | 0 | 0 | 0 | 0 | -- | 3.58 | 3.58 | 1.104 | 662.124 | 53.625 | 10.725 | -- | 8108 | 8108 | 8108 | 8108 | EIA | EIA | EIA | EIA | EIA | EIA | n/a | EIA | EIA | -152981.1321 | 0 | -53 | 0 | 0 | 0 | 0 | 0 | 0 | 0 | 0 | 0 | -53 | 0 | 0 | -53 | 0
9311 | WA | MESA 1 | 60016 | PUD 1 of Snohomish County | 17470 | PUD 1 of Snohomish County | 17470 | Bonneville Power Administration | BPAT | WECC | NWPP | WECC Northwest |  | 53 | 061 | Snohomish | 47.9362 | -122.2469 | 0 |  | MWH | OTHF |  | 0 | 2 | [7 empty] | 0 | 0 | 0 | 0 | -56 | -25.24 |  |  |  | 0 | 0 | 0 | 0 | -- | 0 | 0 | 0 | 0 | 0 | 0 | 0 | -- |  |  |  |  | -- | 0 |  | 0 | 0 | 0 | 0 | -- |  |  |  | 0 | 0 | 0 | -- | 0 | 0 | 0 | 0 |  |  |  | EIA | EIA | EIA | n/a | EIA | EIA |  | 0 | 0 | 0 | 0 | 0 | 0 | 0 | 0 | 0 | 0 | -56 | -56 | 0 | 0 | -56 | 0
8233 | SD | Mobile Unit | 3346 | NorthWestern Energy - (SD) | 13809 | NorthWestern Energy - (SD) | 13809 | Southwest Power Pool | SWPP | MRO | MROW | MRO West |  | 46 | 005 | Beadle | 44.3784 | -98.4629 | 0 |  | DFO | OIL |  | 0 | 4.2 | 1 | [6 empty] | 326 | 99 | 326 | 99 | -59 | -17.408 | 0.522 | 0.159 | 0.048 | 26.622 | 2.156 | 0.431 | 26.711 | -- | 0 | 0 | 0 | 0 | 0 | 0 | 0 | -- | 3.202 | 3.212 | 0.294 | 163.325 | -- | 0 | 0 | 0 | 0 | 0 | 0 | -- | 0.522 | 0.159 | 0.048 | 26.622 | 2.156 | 0.431 | -- | 326 | 99 | 326 | 99 | EIA | EIA | EIA | EIA | EIA | EIA | n/a | EIA | EIA | -5525.4237 | 0 | -59 | 0 | 0 | 0 | 0 | 0 | 0 | 0 | 0 | 0 | -59 | 0 | 0 | -59 | 0
5854 | NC | Ocracoke | 6377 | Tideland Electric Member Corp | 19108 | North Carolina El Member Corp | 13683 | PJM Interconnection, LLC | PJM | SERC | SRVC | SERC Virginia/Carolina | PJM | 37 | 095 | Hyde | 35.1094 | -75.9797 | 0 |  | DFO | OIL |  | 0 | 4 | 1 | [6 empty] | 568 | 185 | 568 | 185 | -60 | -19.253 | 0.913 | 0.298 | 0.082 | 46.385 | 3.757 | 0.751 | 46.541 | -- | 0 | 0 | 0 | 0 | 0 | 0 | 0 | -- | 3.215 | 3.222 | 0.289 | 163.327 | -- | 0 | 0 | 0 | 0 | 0 | 0 | -- | 0.913 | 0.298 | 0.082 | 46.385 | 3.757 | 0.751 | -- | 568 | 185 | 568 | 185 | EIA | EIA | EIA | EIA | EIA | EIA | n/a | EIA | EIA | -9466.6667 | 0 | -60 | 0 | 0 | 0 | 0 | 0 | 0 | 0 | 0 | 0 | -60 | 0 | 0 | -60 | 0
9317 | WA | Newhalem | 9842 | City of Seattle - (WA) | 16868 | City of Seattle - (WA) | 16868 | Seattle City Light | SCL | WECC | NWPP | WECC Northwest |  | 53 | 073 | Whatcom | 48.6759 | -121.2408 | 0 |  | WAT | HYDRO |  | 0 | 2.3 | [9 empty] | 0 | 0 | -60 | -23.542 |  |  |  | 0 | 0 | 0 | 0 | -- | 0 | 0 | 0 | 0 | 0 | 0 | 0 | -- |  |  |  |  | -- | [6 empty] | -- |  |  |  | 0 | 0 | 0 | -- | 0 | 0 | 0 | 0 |  |  |  | EIA | EIA | EIA | n/a | EIA | EIA |  | 0 | 0 | 0 | 0 | -60 | 0 | 0 | 0 | 0 | 0 | 0 | 0 | -60 | 0 | 0 | -60
5748 | NC | Lexington | 56261 | City of Lexington - (NC) | 10966 | North Carolina Mun Power Agny #1 | 13630 | Duke Energy Carolinas | DUK | SERC | SRVC | SERC Virginia/Carolina |  | 37 | 057 | Davidson | 35.7736 | -80.2594 | 0 |  | DFO | OIL |  | 0 | 3.6 | 1 | [6 empty] | 116 | 36 | 116 | 36 | -61 | -19.572 | 0.178 | 0.056 | 0.016 | 9.472 | 0.767 | 0.153 | 9.504 | -- | 0 | 0 | 0 | 0 | 0 | 0 | 0 | -- | 3.069 | 3.111 | 0.276 | 163.31 | -- | 0 | 0 | 0 | 0 | 0 | 0 | -- | 0.178 | 0.056 | 0.016 | 9.472 | 0.767 | 0.153 | -- | 116 | 36 | 116 | 36 | EIA | EIA | EIA | EIA | EIA | EIA | n/a | EIA | EIA | -1901.6393 | 0 | -61 | 0 | 0 | 0 | 0 | 0 | 0 | 0 | 0 | 0 | -61 | 0 | 0 | -61 | 0
4851 | MN | Granite Falls 2 | 7977 | City of Granite Falls - (MN) | 7494 | City of Granite Falls - (MN) | 7494 | Midcontinent Independent Transmission System Operator, Inc.. | MISO | MRO | MROW | MRO West | MISO | 27 | 173 | Yellow Medicine | 44.8047 | -95.557 | 0 |  | DFO | OIL |  | 0 | 6 | 1 | [6 empty] | 252 | 111 | 252 | 111 | -65.001 | -30.174 | 0.402 | 0.177 | 0.036 | 20.58 | 1.667 | 0.333 | 20.649 | -- | 0 | 0 | 0 | 0 | 0 | 0 | 0 | -- | 3.19 | 3.189 | 0.286 | 163.333 | -- | 0 | 0 | 0 | 0 | 0 | 0 | -- | 0.402 | 0.177 | 0.036 | 20.58 | 1.667 | 0.333 | -- | 252 | 111 | 252 | 111 | EIA | EIA | EIA | EIA | EIA | EIA | n/a | EIA | EIA | -3876.9231 | 0 | -65 | 0 | 0 | 0 | 0 | 0 | 0 | 0 | 0 | 0 | -65 | 0 | 0 | -65 | 0
2918 | IA | Ogden | 1169 | ITC Midwest LLC | 56161 | City of Ogden - (IA) | 13990 | Midcontinent Independent Transmission System Operator, Inc.. | MISO | MRO | MROW | MRO West | MISO | 19 | 015 | Boone | 42.0372 | -94.0462 | 0 |  | DFO | OIL |  | 0 | 3.9 | 1 | [6 empty] | 527 | 192 | 527 | 192 | -69 | -25.178 | 0.848 | 0.308 | 0.077 | 43.036 | 3.486 | 0.697 | 43.181 | -- | 0 | 0 | 0 | 0 | 0 | 0 | 0 | -- | 3.218 | 3.208 | 0.292 | 163.324 | -- | 0 | 0 | 0 | 0 | 0 | 0 | -- | 0.848 | 0.308 | 0.077 | 43.036 | 3.486 | 0.697 | -- | 527 | 192 | 527 | 192 | EIA | EIA | EIA | EIA | EIA | EIA | n/a | EIA | EIA | -7637.6812 | 0 | -69 | 0 | 0 | 0 | 0 | 0 | 0 | 0 | 0 | 0 | -69 | 0 | 0 | -69 | 0
8219 | SD | Clark (SD) | 3341 | NorthWestern Energy - (SD) | 13809 | NorthWestern Energy - (SD) | 13809 | Southwest Power Pool | SWPP | MRO | MROW | MRO West |  | 46 | 025 | Clark | 44.8765 | -97.7321 | 0 |  | DFO | OIL |  | 0 | 2.7 | 1 | [6 empty] | 93 | 29 | 93 | 29 | -69 | -20.359 | 0.149 | 0.047 | 0.013 | 7.595 | 0.615 | 0.123 | 7.621 | -- | 0 | 0 | 0 | 0 | 0 | 0 | 0 | -- | 3.204 | 3.241 | 0.28 | 163.333 | -- | 0 | 0 | 0 | 0 | 0 | 0 | -- | 0.149 | 0.047 | 0.013 | 7.595 | 0.615 | 0.123 | -- | 93 | 29 | 93 | 29 | EIA | EIA | EIA | EIA | EIA | EIA | n/a | EIA | EIA | -1347.8261 | 0 | -69 | 0 | 0 | 0 | 0 | 0 | 0 | 0 | 0 | 0 | -69 | 0 | 0 | -69 | 0
5668 | NC | Huntersville Delivery No 2 | 56550 | Town of Huntersville - (NC) | 9087 | North Carolina Mun Power Agny #1 | 13630 | Duke Energy Carolinas | DUK | SERC | SRVC | SERC Virginia/Carolina |  | 37 | 119 | Mecklenburg | 35.3832 | -80.8329 | 0 |  | DFO | OIL |  | 0 | 2.2 | 1 | [6 empty] | 50 | 0 | 50 | 0 | -70 | 0 | 0.075 | 0 | 0.007 | 4.083 | 0.331 | 0.066 | 4.097 | -- | 0 |  | 0 | 0 | 0 | 0 | 0 | -- | 3 |  | 0.28 | 163.32 | -- | 0 |  | 0 | 0 | 0 | 0 | -- | 0.075 | 0 | 0.007 | 4.083 | 0.331 | 0.066 | -- | 50 | 0 | 50 | 0 | EIA | EIA | EIA | EIA | EIA | EIA | n/a | EIA | EIA | -714.2857 | 0 | -70 | 0 | 0 | 0 | 0 | 0 | 0 | 0 | 0 | 0 | -70 | 0 | 0 | -70 | 0
8224 | SD | Faulkton | 3342 | NorthWestern Energy - (SD) | 13809 | NorthWestern Energy - (SD) | 13809 | Southwest Power Pool | SWPP | MRO | MROW | MRO West |  | 46 | 049 | Faulk | 45.0367 | -99.1202 | 0 |  | DFO | OIL |  | 0 | 2.7 | 1 | [6 empty] | 470 | 133 | 470 | 133 | -71 | -20.949 | 0.755 | 0.214 | 0.068 | 38.382 | 3.109 | 0.622 | 38.511 | -- | 0 | 0 | 0 | 0 | 0 | 0 | 0 | -- | 3.213 | 3.218 | 0.289 | 163.328 | -- | 0 | 0 | 0 | 0 | 0 | 0 | -- | 0.755 | 0.214 | 0.068 | 38.382 | 3.109 | 0.622 | -- | 470 | 133 | 470 | 133 | EIA | EIA | EIA | EIA | EIA | EIA | n/a | EIA | EIA | -6619.7183 | 0 | -71 | 0 | 0 | 0 | 0 | 0 | 0 | 0 | 0 | 0 | -71 | 0 | 0 | -71 | 0
9583 | WI | Winter | 8013 | North Central Power Co Inc | 13697 | North Central Power Co Inc | 13697 | Midcontinent Independent Transmission System Operator, Inc.. | MISO | MRO | MROW | MRO West | MISO | 55 | 113 | Sawyer | 45.8367 | -90.9735 | 0 |  | DFO | OIL |  | 0 | 5.6 | 1 | [6 empty] | 102 | 48 | 102 | 48 | -73 | -33.878 | 0.158 | 0.074 | 0.014 | 8.33 | 0.675 | 0.135 | 8.358 | -- | 0 | 0 | 0 | 0 | 0 | 0 | 0 | -- | 3.098 | 3.083 | 0.275 | 163.333 | -- | 0 | 0 | 0 | 0 | 0 | 0 | -- | 0.158 | 0.074 | 0.014 | 8.33 | 0.675 | 0.135 | -- | 102 | 48 | 102 | 48 | EIA | EIA | EIA | EIA | EIA | EIA | n/a | EIA | EIA | -1397.2603 | 0 | -73 | 0 | 0 | 0 | 0 | 0 | 0 | 0 | 0 | 0 | -73 | 0 | 0 | -73 | 0
8025 | PA | Tolna | 3116 | Metropolitan Edison Co | 12390 | NRG REMA LLC | 17235 | PJM Interconnection, LLC | PJM | RFC | RFCE | RFC East | PJM | 42 | 133 | York | 39.7606 | -76.6353 | 0 |  | DFO | OIL |  | 0 | 54 | 1 | [6 empty] | 10922.9 | 8726.9 | 10922.9 | 8726.9 | -75 | -30.176 | 3.607 | 2.899 | 0.552 | 891.996 | 65.114 | 13.023 | 894.698 | -- | 0 | 0 | 0 | 0 | 0 | 0 | 0 | -- | 0.66 | 0.664 | 0.101 | 163.326 | -- | 0 | 0 | 0 | 0 | 0 | 0 | -- | 3.607 | 2.899 | 0.552 | 891.996 | 65.114 | 13.023 | -- | 10922.9 | 8726.9 | 10922.9 | 8726.9 | EPA/CAMD | EPA/CAMD | EPA/CAMD | EIA | EIA | EIA | n/a | EPA/CAMD | EPA/CAMD | -145638.6667 | 0 | -75 | 0 | 0 | 0 | 0 | 0 | 0 | 0 | 0 | 0 | -75 | 0 | 0 | -75 | 0
2522 | GA | Cedartown Battery Energy Storage Project | 60561 | Georgia Power Co | 7140 | Georgia Power Co | 7140 | Southern Company Services, Inc. - Trans | SOCO | SERC | SRSO | SERC South |  | 13 | 233 | Polk | 34.041 | -85.2233 | 0 |  | MWH | OTHF |  | 0 | 1 | [7 empty] | 0 | 0 | 0 | 0 | -76 | -30.168 |  |  |  | 0 | 0 | 0 | 0 | -- | 0 | 0 | 0 | 0 | 0 | 0 | 0 | -- |  |  |  |  | -- | 0 |  | 0 | 0 | 0 | 0 | -- |  |  |  | 0 | 0 | 0 | -- | 0 | 0 | 0 | 0 |  |  |  | EIA | EIA | EIA | n/a | EIA | EIA |  | 0 | 0 | 0 | 0 | 0 | 0 | 0 | 0 | 0 | 0 | -76 | -76 | 0 | 0 | -76 | 0
4513 | MI | Clinton | 1818 | DTE Electric Company | 5109 | Village of Clinton - (MI) | 3813 | Midcontinent Independent Transmission System Operator, Inc.. | MISO | RFC | RFCM | RFC Michigan | MISO | 26 | 091 | Lenawee | 42.0682 | -83.976 | 0 |  | DFO | OIL |  | 0 | 4.2 | 1 | [6 empty] | 43.001 | 7.001 | 43.001 | 7.001 | -76.001 | -11.879 | 0.047 | 0 | 0.005 | 3.511 | 0.223 | 0.041 | 3.52 | -- | 0 | 0 | 0 | 0 | 0 | 0 | 0 | -- | 2.186 | 0 | 0.233 | 163.299 | -- | 0 | 0 | 0 | 0 | 0 | 0 | -- | 0.047 | 0 | 0.005 | 3.511 | 0.223 | 0.041 | -- | 43.001 | 7.001 | 43.001 | 7.001 | EIA | EIA | EIA | EIA | EIA | EIA | n/a | EIA | EIA | -565.8026 | 0 | -51.256 | -24.744 | 0 | 0 | 0 | 0 | 0 | 0 | 0 | 0 | -76 | 0 | 0 | -76 | 0
5621 | NC | Gastonia, Tulip Drive | 56262 | City of Gastonia - (NC) | 7027 | North Carolina Mun Power Agny #1 | 13630 | Duke Energy Carolinas | DUK | SERC | SRVC | SERC Virginia/Carolina |  | 37 | 071 | Gaston | 35.2891 | -81.2052 | 0 |  | DFO | OIL |  | 0 | 5.4 | 1 | [6 empty] | 1074.999 | 348 | 1074.999 | 348 | -81.999 | -26.31 | 1.611 | 0.522 | 0.156 | 87.789 | 7.11 | 1.422 | 88.084 | -- | 0 | 0 | 0 | 0 | 0 | 0 | 0 | -- | 2.997 | 3 | 0.29 | 163.329 | -- | 0 | 0 | 0 | 0 | 0 | 0 | -- | 1.611 | 0.522 | 0.156 | 87.789 | 7.11 | 1.422 | -- | 1074.999 | 348 | 1074.999 | 348 | EIA | EIA | EIA | EIA | EIA | EIA | n/a | EIA | EIA | -13109.7439 | 0 | -82 | 0 | 0 | 0 | 0 | 0 | 0 | 0 | 0 | 0 | -82 | 0 | 0 | -82 | 0
7880 | PA | Hamilton (PA) | 3109 | Metropolitan Edison Co | 12390 | NRG REMA LLC | 17235 | PJM Interconnection, LLC | PJM | RFC | RFCE | RFC East | PJM | 42 | 001 | Adams | 39.9087 | -76.9885 | 0 |  | DFO | OIL |  | 0 | 19.6 | 1 | [6 empty] | 5011 | 2020 | 5011 | 2020 | -86 | -34.602 | 2.206 | 0.889 | 0.683 | 409.213 | 33.142 | 6.628 | 410.588 | -- | 0 | 0 | 0 | 0 | 0 | 0 | 0 | -- | 0.88 | 0.88 | 0.273 | 163.326 | -- | 0 | 0 | 0 | 0 | 0 | 0 | -- | 2.206 | 0.889 | 0.683 | 409.213 | 33.142 | 6.628 | -- | 5011 | 2020 | 5011 | 2020 | EIA | EIA | EIA | EIA | EIA | EIA | n/a | EIA | EIA | -58267.4419 | 0 | -86 | 0 | 0 | 0 | 0 | 0 | 0 | 0 | 0 | 0 | -86 | 0 | 0 | -86 | 0
2053 | CO | Las Animas | 507 | City of Las Animas - (CO) | 10730 | City of Las Animas - (CO) | 10730 | Western Area Power Administration - Rocky Mountain Region | WACM | WECC | RMPA | WECC Rockies |  | 08 | 011 | Bent | 38.0647 | -103.2159 | 0 |  | DFO | OIL |  | 0 | 5.6 | 1 | [6 empty] | 290.001 | 89.998 | 290.001 | 89.998 | -89.001 | -27.479 | 0.486 | 0.15 | 0.043 | 23.683 | 1.918 | 0.384 | 23.763 | -- | 0 | 0 | 0 | 0 | 0 | 0 | 0 | -- | 3.352 | 3.333 | 0.297 | 163.33 | -- | 0 | 0 | 0 | 0 | 0 | 0 | -- | 0.486 | 0.15 | 0.043 | 23.683 | 1.918 | 0.384 | -- | 290.001 | 89.998 | 290.001 | 89.998 | EIA | EIA | EIA | EIA | EIA | EIA | n/a | EIA | EIA | -3258.4382 | 0 | -89 | 0 | 0 | 0 | 0 | 0 | 0 | 0 | 0 | 0 | -89 | 0 | 0 | -89 | 0
2980 | IA | Traer South | 7920 | City of Traer - (IA) | 19062 | City of Traer - (IA) | 19062 | Midcontinent Independent Transmission System Operator, Inc.. | MISO | MRO | MROW | MRO West | MISO | 19 | 171 | Tama | 42.1925 | -92.4747 | 0 |  | DFO | OIL |  | 0 | 2 | 1 | [6 empty] | 262 | 93 | 262 | 93 | -90 | -32.843 | 0.419 | 0.149 | 0.038 | 21.396 | 1.733 | 0.347 | 21.468 | -- | 0 | 0 | 0 | 0 | 0 | 0 | 0 | -- | 3.198 | 3.204 | 0.29 | 163.328 | -- | 0 | 0 | 0 | 0 | 0 | 0 | -- | 0.419 | 0.149 | 0.038 | 21.396 | 1.733 | 0.347 | -- | 262 | 93 | 262 | 93 | EIA | EIA | EIA | EIA | EIA | EIA | n/a | EIA | EIA | -2911.1111 | 0 | -90 | 0 | 0 | 0 | 0 | 0 | 0 | 0 | 0 | 0 | -90 | 0 | 0 | -90 | 0
2946 | IA | River Hills | 1084 | MidAmerican Energy Co | 12341 | MidAmerican Energy Co | 12341 | Midcontinent Independent Transmission System Operator, Inc.. | MISO | MRO | MROW | MRO West | MISO | 19 | 153 | Polk | 41.5902 | -93.6195 | 0 |  | NG | GAS |  | 0 | 128 | 1 | [6 empty] | 24890 | 14562 | 24890 | 14562 | -92 | -53.824 | 3.768 | 2.208 | 0.04 | 1454.688 | 54.873 | 5.487 | 1456.115 | -- | 0 | 0 | 0 | 0 | 0 | 0 | 0 | -- | 0.303 | 0.303 | 0.003 | 116.889 | -- | 0 | 0 | 0 | 0 | 0 | 0 | -- | 3.768 | 2.208 | 0.04 | 1454.688 | 54.873 | 5.487 | -- | 24890 | 14562 | 24890 | 14562 | EIA | EIA | EIA | EIA | EIA | EIA | n/a | EIA | EIA | -270543.4783 | 0 | 0 | -92 | 0 | 0 | 0 | 0 | 0 | 0 | 0 | 0 | -92 | 0 | 0 | -92 | 0
3686 | KS | Osage City | 1313 | Westar Energy Inc | 22500 | City of Osage City - (KS) | 14199 | Southwest Power Pool | SWPP | SPP | SPNO | SPP North |  | 20 | 139 | Osage | 38.6332 | -95.8277 | 0 |  | NG | GAS |  | 0 | 13.5 | 1 | [6 empty] | 1380.998 | 825.999 | 1380.998 | 825.999 | -95 | -56.175 | 1.933 | 1.134 | 0.046 | 84.753 | 4.447 | 0.655 | 84.901 | -- | 0 | 0 | 0 | 0 | 0 | 0 | 0 | -- | 2.799 | 2.746 | 0.067 | 122.742 | -- | 0 | 0 | 0 | 0 | 0 | 0 | -- | 1.933 | 1.134 | 0.046 | 84.753 | 4.447 | 0.655 | -- | 1380.998 | 825.999 | 1380.998 | 825.999 | EIA | EIA | EIA | EIA | EIA | EIA | n/a | EIA | EIA | -14536.8211 | 0 | -21.929 | -73.071 | 0 | 0 | 0 | 0 | 0 | 0 | 0 | 0 | -95 | 0 | 0 | -95 | 0
2842 | IA | Gas Turbine (IA) | 1130 | Cedar Falls Utilities | 3203 | Cedar Falls Utilities | 3203 | Midcontinent Independent Transmission System Operator, Inc.. | MISO | MRO | MROW | MRO West | MISO | 19 | 013 | Black Hawk | 42.512 | -92.476 | 0 |  | NG | GAS |  | 0 | 43.4 | 1 | [6 empty] | 16517 | 9663 | 16517 | 9663 | -100 | -58.504 | 2.517 | 1.472 | 0.026 | 965.329 | 36.414 | 3.641 | 966.276 | -- | 0 | 0 | 0 | 0 | 0 | 0 | 0 | -- | 0.305 | 0.305 | 0.003 | 116.889 | -- | 0 | 0 | 0 | 0 | 0 | 0 | -- | 2.517 | 1.472 | 0.026 | 965.329 | 36.414 | 3.641 | -- | 16517 | 9663 | 16517 | 9663 | EIA | EIA | EIA | EIA | EIA | EIA | n/a | EIA | EIA | -165170 | 0 | 0 | -100 | 0 | 0 | 0 | 0 | 0 | 0 | 0 | 0 | -100 | 0 | 0 | -100 | 0
5195 | MO | Nevada | 2090 | Kansas City Power & Light Co | 10000 | KCP&L Greater Missouri Operations Co | 56211 | Southwest Power Pool | SWPP | SPP | SPNO | SPP North |  | 29 | 217 | Vernon | 37.8503 | -94.3444 | 0 |  | DFO | OIL |  | 0 | 22 | 1 | [6 empty] | 1697 | 666 | 1697 | 666 | -101 | -39.639 | 0.751 | 0.295 | 0.231 | 138.582 | 11.224 | 2.245 | 139.048 | -- | 0 | 0 | 0 | 0 | 0 | 0 | 0 | -- | 0.885 | 0.886 | 0.272 | 163.326 | -- | 0 | 0 | 0 | 0 | 0 | 0 | -- | 0.751 | 0.295 | 0.231 | 138.582 | 11.224 | 2.245 | -- | 1697 | 666 | 1697 | 666 | EIA | EIA | EIA | EIA | EIA | EIA | n/a | EIA | EIA | -16801.9802 | 0 | -101 | 0 | 0 | 0 | 0 | 0 | 0 | 0 | 0 | 0 | -101 | 0 | 0 | -101 | 0
2341 | FL | Field Street | 7954 | New Smyrna Beach City of | 13485 | New Smyrna Beach Utilities Commission | 56152 | New Smyrna Beach, Utilities Commission of | NSB | FRCC | FRCC | FRCC All |  | 12 | 127 | Volusia | 29.0213 | -80.9949 | 0 |  | DFO | OIL |  | 0 | 48 | 1 | [6 empty] | 1229 | 765 | 1229 | 765 | -102 | -63.66 | 0.544 | 0.338 | 0.168 | 100.364 | 8.128 | 1.626 | 100.701 | -- | 0 | 0 | 0 | 0 | 0 | 0 | 0 | -- | 0.885 | 0.884 | 0.273 | 163.326 | -- | 0 | 0 | 0 | 0 | 0 | 0 | -- | 0.544 | 0.338 | 0.168 | 100.364 | 8.128 | 1.626 | -- | 1229 | 765 | 1229 | 765 | EIA | EIA | EIA | EIA | EIA | EIA | n/a | EIA | EIA | -12049.0196 | 0 | -102 | 0 | 0 | 0 | 0 | 0 | 0 | 0 | 0 | 0 | -102 | 0 | 0 | -102 | 0
594 | CA | Borrego Springs Energy Storage | 60565 | San Diego Gas & Electric Co | 16609 | SDGE Batteries | 60336 | California Independent System Operator | CISO | WECC | CAMX | WECC California | CAISO | 06 | 073 | San Diego | 33.2701 | -116.3496 | 0 |  | MWH | OTHF |  | 0 | 1.5 | [7 empty] | 0 | 0 | 0 | 0 | -111 | -49.323 |  |  |  | 0 | 0 | 0 | 0 | -- | 0 | 0 | 0 | 0 | 0 | 0 | 0 | -- |  |  |  |  | -- | 0 |  | 0 | 0 | 0 | 0 | -- |  |  |  | 0 | 0 | 0 | -- | 0 | 0 | 0 | 0 |  |  |  | EIA | EIA | EIA | n/a | EIA | EIA |  | 0 | 0 | 0 | 0 | 0 | 0 | 0 | 0 | 0 | 0 | -111 | -111 | 0 | 0 | -111 | 0
7338 | OH | Clinton Battery | 60297 | Duke Energy Ohio Inc | 3542 | Clinton Battery Utility, LLC | 60094 | PJM Interconnection, LLC | PJM | RFC | RFCW | RFC West | PJM | 39 | 027 | Clinton | 39.2959 | -83.9608 | 0 |  | MWH | OTHF |  | 0 | 10 | [7 empty] | 0 | 0 | 0 | 0 | -113 | 0 |  |  |  | 0 | 0 | 0 | 0 | -- | 0 |  | 0 | 0 | 0 | 0 | 0 | -- |  |  |  |  | -- | 0 |  | 0 | 0 | 0 | 0 | -- |  |  |  | 0 | 0 | 0 | -- | 0 | 0 | 0 | 0 |  |  |  | EIA | EIA | EIA | n/a | EIA | EIA |  | 0 | 0 | 0 | 0 | 0 | 0 | 0 | 0 | 0 | 0 | -113 | -113 | 0 | 0 | -113 | 0
5125 | MO | Carthage | 2121 | City of Carthage - (MO) | 3113 | City of Carthage - (MO) | 3113 | Southwest Power Pool | SWPP | SPP | SPSO | SPP South |  | 29 | 097 | Jasper | 37.1766 | -94.2994 | 0 |  | NG | GAS |  | 0 | 41.8 | 1 | [6 empty] | 6116 | 3206.998 | 6116 | 3206.998 | -114.999 | -60.369 | 8.131 | 4.594 | 0.214 | 357.446 | 19.727 | 2.909 | 358.104 | -- | 0 | 0 | 0 | 0 | 0 | 0 | 0 | -- | 2.659 | 2.865 | 0.07 | 116.889 | -- | 0 | 0 | 0 | 0 | 0 | 0 | -- | 8.131 | 4.594 | 0.214 | 357.446 | 19.727 | 2.909 | -- | 6116 | 3206.998 | 6116 | 3206.998 | EIA | EIA | EIA | EIA | EIA | EIA | n/a | EIA | EIA | -53182.6087 | 0 | -26.61 | -88.39 | 0 | 0 | 0 | 0 | 0 | 0 | 0 | 0 | -115 | 0 | 0 | -115 | 0
8160 | SC | Pacolet Diesel Generation Facility | 57030 | Lockhart Power Co | 11118 | Lockhart Power Co | 11118 | Duke Energy Carolinas | DUK | SERC | SRVC | SERC Virginia/Carolina |  | 45 | 083 | Spartanburg | 34.8986 | -81.7397 | 0 |  | DFO | OIL |  | 0 | 5.4 | 1 | [6 empty] | 84 | 30 | 84 | 30 | -117.999 | -41.934 | 0.129 | 0.048 | 0.012 | 6.861 | 0.556 | 0.111 | 6.884 | -- | 0 | 0 | 0 | 0 | 0 | 0 | 0 | -- | 3.071 | 3.2 | 0.286 | 163.357 | -- | 0 | 0 | 0 | 0 | 0 | 0 | -- | 0.129 | 0.048 | 0.012 | 6.861 | 0.556 | 0.111 | -- | 84 | 30 | 84 | 30 | EIA | EIA | EIA | EIA | EIA | EIA | n/a | EIA | EIA | -711.8644 | 0 | -118 | 0 | 0 | 0 | 0 | 0 | 0 | 0 | 0 | 0 | -118 | 0 | 0 | -118 | 0
6244 | NE | Jones Street | 2290 | Omaha Public Power District | 14127 | Omaha Public Power District | 14127 | Southwest Power Pool | SWPP | MRO | MROW | MRO West |  | 31 | 055 | Douglas | 41.2515 | -95.9227 | 0 |  | DFO | OIL |  | 0 | 130 | 1 | [6 empty] | 20527.4 | 17657.3 | 20527.4 | 17657.3 | -125 | 285 | 12.317 | 10.595 | 0.518 | 1676.326 | 62.838 | 12.568 | 1678.934 | -- | 0 | 74.351 | 0 | 0 | 0 | 0 | 0 | -- | 1.2 | 1.2 | 0.05 | 163.326 | -- | 0 | 74.351 | 0 | 0 | 0 | 0 | -- | 12.317 | 10.595 | 0.518 | 1676.326 | 62.838 | 12.568 | -- | 20527.4 | 17657.3 | 20527.4 | 17657.3 | EPA/CAMD | EPA/CAMD | EPA/CAMD | EIA | EIA | EIA | n/a | EPA/CAMD | EPA/CAMD | -164219.2 | 0 | -125 | 0 | 0 | 0 | 0 | 0 | 0 | 0 | 0 | 0 | -125 | 0 | 0 | -125 | 0
3437 | IN | Connersville Peaking Station | 1002 | Duke Energy Indiana Inc | 15470 | Duke Energy Indiana, LLC | 15470 | Midcontinent Independent Transmission System Operator, Inc.. | MISO | RFC | RFCW | RFC West | MISO | 18 | 041 | Fayette | 39.6561 | -85.1758 | 0 |  | DFO | OIL |  | 0 | 83.6 | 1 | [6 empty] | 6303.1 | 6303.1 | 6303.1 | 6303.1 | -127 | 23 | 3.781 | 3.781 | 1.576 | 514.729 | 14.716 | 2.943 | 515.34 | -- | 0 | 328.783 | 0 | 0 | 0 | 0 | 0 | -- | 1.2 | 1.2 | 0.5 | 163.326 | -- | 0 | 328.783 | 0 | 0 | 0 | 0 | -- | 3.781 | 3.781 | 1.576 | 514.729 | 14.716 | 2.943 | -- | 6303.1 | 6303.1 | 6303.1 | 6303.1 | EPA/CAMD | EPA/CAMD | EPA/CAMD | EIA | EIA | EIA | n/a | EPA/CAMD | EPA/CAMD | -49630.7087 | 0 | -127 | 0 | 0 | 0 | 0 | 0 | 0 | 0 | 0 | 0 | -127 | 0 | 0 | -127 | 0
2892 | IA | Manning | 1160 | City of Manning | 11581 | City of Manning | 11581 | Southwest Power Pool | SWPP | MRO | MROW | MRO West |  | 19 | 027 | Carroll | 41.9067 | -95.0347 | 0 |  | DFO | OIL |  | 0 | 7.9 | 1 | [6 empty] | 487 | 173.999 | 487 | 173.999 | -128.002 | -46.711 | 0.783 | 0.278 | 0.072 | 39.771 | 3.221 | 0.644 | 39.905 | -- | 0 | 0 | 0 | 0 | 0 | 0 | 0 | -- | 3.216 | 3.195 | 0.296 | 163.331 | -- | 0 | 0 | 0 | 0 | 0 | 0 | -- | 0.783 | 0.278 | 0.072 | 39.771 | 3.221 | 0.644 | -- | 487 | 173.999 | 487 | 173.999 | EIA | EIA | EIA | EIA | EIA | EIA | n/a | EIA | EIA | -3804.6875 | 0 | -128 | 0 | 0 | 0 | 0 | 0 | 0 | 0 | 0 | 0 | -128 | 0 | 0 | -128 | 0
3718 | KS | Stockton | 1327 | Sunflower Electric Power Corp | 18315 | City of Stockton - (KS) | 18137 | Southwest Power Pool | SWPP | SPP | SPNO | SPP North |  | 20 | 163 | Rooks | 39.4362 | -99.2779 | 0 |  | NG | GAS |  | 0 | 6 | 1 | [6 empty] | 476.001 | 303 | 476.001 | 303 | -129.999 | -82.496 | 0.592 | 0.393 | 0.008 | 27.819 | 1.261 | 0.158 | 27.857 | -- | 0 | 0 | 0 | 0 | 0 | 0 | 0 | -- | 2.487 | 2.594 | 0.034 | 116.886 | -- | 0 | 0 | 0 | 0 | 0 | 0 | -- | 0.592 | 0.393 | 0.008 | 27.819 | 1.261 | 0.158 | -- | 476.001 | 303 | 476.001 | 303 | EIA | EIA | EIA | EIA | EIA | EIA | n/a | EIA | EIA | -3661.5462 | 0 | -13.109 | -116.891 | 0 | 0 | 0 | 0 | 0 | 0 | 0 | 0 | -130 | 0 | 0 | -130 | 0
9450 | WI | Frederic Diesel | 4020 | Northwestern Wisconsin Elec Co | 13815 | Northwestern Wisconsin Elec Co | 13815 | Midcontinent Independent Transmission System Operator, Inc.. | MISO | MRO | MROW | MRO West | MISO | 55 | 095 | Polk | 45.6548 | -92.4651 | 0 |  | DFO | OIL |  | 0 | 13.7 | 1 | [6 empty] | 118 | 53.002 | 118 | 53.002 | -130.998 | -60.795 | 0.187 | 0.082 | 0.017 | 9.634 | 0.78 | 0.156 | 9.666 | -- | 0 | 0 | 0 | 0 | 0 | 0 | 0 | -- | 3.169 | 3.094 | 0.288 | 163.288 | -- | 0 | 0 | 0 | 0 | 0 | 0 | -- | 0.187 | 0.082 | 0.017 | 9.634 | 0.78 | 0.156 | -- | 118 | 53.002 | 118 | 53.002 | EIA | EIA | EIA | EIA | EIA | EIA | n/a | EIA | EIA | -900.7634 | 0 | -131 | 0 | 0 | 0 | 0 | 0 | 0 | 0 | 0 | 0 | -131 | 0 | 0 | -131 | 0
2395 | FL | Marathon Generating Plant | 696 | Florida Keys El Coop Assn, Inc | 6443 | Florida Keys El Coop Assn, Inc | 6443 | Florida Power & Light Company | FPL | FRCC | FRCC | FRCC All |  | 12 | 087 | Monroe | 24.7108 | -81.0927 | 0 |  | DFO | OIL |  | 0 | 25 | 1 | [6 empty] | 3073 | 1918 | 3073 | 1918 | -131 | -81.76 | 4.688 | 2.928 | 0.448 | 250.95 | 20.324 | 4.065 | 251.793 | -- | 0 | 0 | 0 | 0 | 0 | 0 | 0 | -- | 3.051 | 3.053 | 0.292 | 163.326 | -- | 0 | 0 | 0 | 0 | 0 | 0 | -- | 4.688 | 2.928 | 0.448 | 250.95 | 20.324 | 4.065 | -- | 3073 | 1918 | 3073 | 1918 | EIA | EIA | EIA | EIA | EIA | EIA | n/a | EIA | EIA | -23458.0153 | 0 | -131 | 0 | 0 | 0 | 0 | 0 | 0 | 0 | 0 | 0 | -131 | 0 | 0 | -131 | 0
4678 | MI | Sixth Street Gas Turbine | 6356 | City of Holland | 8723 | City of Holland | 8723 | Midcontinent Independent Transmission System Operator, Inc.. | MISO | RFC | RFCM | RFC Michigan | MISO | 26 | 139 | Ottawa | 42.7926 | -86.1036 | 0 |  | DFO | OIL |  | 0 | 24 | 1 | [6 empty] | 566 | 291 | 566 | 291 | -133 | -68.025 | 0.254 | 0.131 | 0.077 | 46.221 | 3.743 | 0.749 | 46.376 | -- | 0 | 0 | 0 | 0 | 0 | 0 | 0 | -- | 0.898 | 0.9 | 0.272 | 163.325 | -- | 0 | 0 | 0 | 0 | 0 | 0 | -- | 0.254 | 0.131 | 0.077 | 46.221 | 3.743 | 0.749 | -- | 566 | 291 | 566 | 291 | EIA | EIA | EIA | EIA | EIA | EIA | n/a | EIA | EIA | -4255.6391 | 0 | -133 | 0 | 0 | 0 | 0 | 0 | 0 | 0 | 0 | 0 | -133 | 0 | 0 | -133 | 0
2978 | IA | Traer East | 56025 | City of Traer - (IA) | 19062 | City of Traer - (IA) | 19062 | Midcontinent Independent Transmission System Operator, Inc.. | MISO | MRO | MROW | MRO West | MISO | 19 | 171 | Tama | 42.1817 | -92.4663 | 0 |  | DFO | OIL |  | 0 | 4 | 1 | [6 empty] | 262 | 93 | 262 | 93 | -134 | -48.9 | 0.42 | 0.15 | 0.038 | 21.396 | 1.733 | 0.347 | 21.468 | -- | 0 | 0 | 0 | 0 | 0 | 0 | 0 | -- | 3.206 | 3.226 | 0.29 | 163.328 | -- | 0 | 0 | 0 | 0 | 0 | 0 | -- | 0.42 | 0.15 | 0.038 | 21.396 | 1.733 | 0.347 | -- | 262 | 93 | 262 | 93 | EIA | EIA | EIA | EIA | EIA | EIA | n/a | EIA | EIA | -1955.2239 | 0 | -134 | 0 | 0 | 0 | 0 | 0 | 0 | 0 | 0 | 0 | -134 | 0 | 0 | -134 | 0
7997 | PA | Shawnee (PA) | 3114 | Metropolitan Edison Co | 12390 | NRG REMA LLC | 17235 | PJM Interconnection, LLC | PJM | RFC | RFCE | RFC East | PJM | 42 | 089 | Monroe | 41.0612 | -75.0582 | 0 |  | DFO | OIL |  | 0 | 20 | 1 | [6 empty] | 837 | 331 | 837 | 331 | -134 | -53.917 | 0.369 | 0.146 | 0.114 | 68.352 | 5.536 | 1.107 | 68.582 | -- | 0 | 0 | 0 | 0 | 0 | 0 | 0 | -- | 0.882 | 0.882 | 0.272 | 163.326 | -- | 0 | 0 | 0 | 0 | 0 | 0 | -- | 0.369 | 0.146 | 0.114 | 68.352 | 5.536 | 1.107 | -- | 837 | 331 | 837 | 331 | EIA | EIA | EIA | EIA | EIA | EIA | n/a | EIA | EIA | -6246.2687 | 0 | -134 | 0 | 0 | 0 | 0 | 0 | 0 | 0 | 0 | 0 | -134 | 0 | 0 | -134 | 0
5193 | MO | Moreau | 6652 | Union Electric Co - (MO) | 19436 | Union Electric Co - (MO) | 19436 | Midcontinent Independent Transmission System Operator, Inc.. | MISO | SERC | SRMW | SERC Midwest | MISO | 29 | 051 | Cole | 38.5557 | -92.1023 | 0 |  | DFO | OIL |  | 0 | 60.8 | 1 | [6 empty] | 8731.7 | 8731.7 | 8731.7 | 8731.7 | -140 | 223 | 5.239 | 5.239 | 2.183 | 713.056 | 33.598 | 6.72 | 714.45 | -- | 0 | 46.987 | 0 | 0 | 0 | 0 | 0 | -- | 1.2 | 1.2 | 0.5 | 163.326 | -- | 0 | 46.987 | 0 | 0 | 0 | 0 | -- | 5.239 | 5.239 | 2.183 | 713.056 | 33.598 | 6.72 | -- | 8731.7 | 8731.7 | 8731.7 | 8731.7 | EPA/CAMD | EPA/CAMD | EPA/CAMD | EIA | EIA | EIA | n/a | EPA/CAMD | EPA/CAMD | -62369.2857 | 0 | -140 | 0 | 0 | 0 | 0 | 0 | 0 | 0 | 0 | 0 | -140 | 0 | 0 | -140 | 0
4562 | MI | Gladstone | 7119 | Upper Peninsula Power Co | 19578 | Upper Peninsula Power Company | 19578 | Midcontinent Independent Transmission System Operator, Inc.. | MISO | MRO | MROE | MRO East | MISO | 26 | 041 | Delta | 45.8475 | -87.0036 | 0 |  | DFO | OIL |  | 0 | 22.6 | 1 | [6 empty] | 1141 | 587 | 1141 | 587 | -156 | -79.79 | 0.507 | 0.261 | 0.156 | 93.177 | 7.546 | 1.509 | 93.49 | -- | 0 | 0 | 0 | 0 | 0 | 0 | 0 | -- | 0.889 | 0.889 | 0.273 | 163.325 | -- | 0 | 0 | 0 | 0 | 0 | 0 | -- | 0.507 | 0.261 | 0.156 | 93.177 | 7.546 | 1.509 | -- | 1141 | 587 | 1141 | 587 | EIA | EIA | EIA | EIA | EIA | EIA | n/a | EIA | EIA | -7314.1026 | 0 | -156 | 0 | 0 | 0 | 0 | 0 | 0 | 0 | 0 | 0 | -156 | 0 | 0 | -156 | 0
1887 | CA | Walnut | 4256 | Turlock Irrigation District | 19281 | Turlock Irrigation District | 19281 | Turlock Irrigation District | TIDC | WECC | CAMX | WECC California |  | 06 | 099 | Stanislaus | 37.4903 | -120.9044 | 0 |  | NG | GAS |  | 0 | 49.8 | 1 | [6 empty] | 7422 | 4211 | 7422 | 4211 | -162 | -91.778 | 0.692 | 0.324 | 0.406 | 433.776 | 29.26 | 4.861 | 434.837 | -- | 0 | 0 | 0 | 0 | 0 | 0 | 0 | -- | 0.186 | 0.154 | 0.109 | 116.889 | -- | 0 | 0 | 0 | 0 | 0 | 0 | -- | 0.692 | 0.324 | 0.406 | 433.776 | 29.26 | 4.861 | -- | 7422 | 4211 | 7422 | 4211 | EIA | EIA | EIA | EIA | EIA | EIA | n/a | EIA | EIA | -45814.8148 | 0 | -63.826 | -98.174 | 0 | 0 | 0 | 0 | 0 | 0 | 0 | 0 | -162 | 0 | 0 | -162 | 0
4917 | MN | Madelia | 30 | City of Madelia - (MN) | 29305 | City of Madelia - (MN) | 29305 | Midcontinent Independent Transmission System Operator, Inc.. | MISO | MRO | MROW | MRO West | MISO | 27 | 165 | Watonwan | 44.0501 | -94.4178 | 0 |  | NG | GAS |  | 0 | 11.8 | 1 | [6 empty] | 484.001 | 223.999 | 484.001 | 223.999 | -163 | -75.672 | 0 | 0 | 0.071 | 28.286 | 3.201 | 0.64 | 28.419 | -- | 0 | 0 | 0 | 0 | 0 | 0 | 0 | -- | 0 | 0 | 0.293 | 116.884 | -- | 0 | 0 | 0 | 0 | 0 | 0 | -- | 0 | 0 | 0.071 | 28.286 | 3.201 | 0.64 | -- | 484.001 | 223.999 | 484.001 | 223.999 | EIA | EIA | EIA | EIA | EIA | EIA | n/a | EIA | EIA | -2969.3313 | 0 | -163 | 0 | 0 | 0 | 0 | 0 | 0 | 0 | 0 | 0 | -163 | 0 | 0 | -163 | 0
5860 | NC | Orbit Energy Charlotte | 58638 | Duke Energy Carolinas, LLC | 5416 | Orbit Energy Charlotte | 58589 | Duke Energy Carolinas | DUK | SERC | SRVC | SERC Virginia/Carolina |  | 37 | 119 | Mecklenburg | 35.2625 | -80.8117 | 0 |  | OBG | BIOMASS |  | 0 | 5.2 | 1 | Yes | [5 empty] | 160 | 0 | 160 | 0 | -164 | 0 | 0.212 | 0 | 0.001 | 0 | 0.372 | 0.037 | 0.01 | -- | 0 |  | 0 | 0 | 0 | 0 | 0 | -- | 2.65 |  | 0.012 | 0 | -- | 0 |  | 0 | 0 | 0 | 0 | -- | 0.212 | 0 | 0.001 | 10.16 | 0.372 | 0.037 | -- | 160 | 0 | 160 | 0 | EIA | EIA | EIA | EIA | EIA | EIA | n/a | EIA | EIA | -975.6098 | 0 | 0 | 0 | 0 | 0 | -164 | 0 | 0 | 0 | 0 | 0 | 0 | -164 | -164 | -164 | 0
3646 | KS | Great Bend Station aka Arthur Mullergren | 1235 | Sunflower Electric Power Corp | 18315 | Sunflower Electric Power Corp | 18315 | Southwest Power Pool | SWPP | SPP | SPNO | SPP North |  | 20 | 009 | Barton | 38.41 | -98.8689 | 1 | 1 | NG | GAS |  | 0 | 81.6 | 1 | [6 empty] | 28437.548 | 28437.548 | 28437.548 | 28437.548 | -175 | 980 | 1.613 | 1.613 | 0.009 | 1689.922 | 41.004 | 4.1 | 1690.988 | -- | 0 | 3.292 | 0 | 0 | 0 | 0 | 0 | -- | 0.113 | 0.113 | 0.001 | 118.851 | -- | 0 | 3.292 | 0 | 0 | 0 | 0 | -- | 1.613 | 1.613 | 0.009 | 1689.922 | 41.004 | 4.1 | -- | 28437.548 | 28437.548 | 28437.548 | 28437.548 | EPA/CAMD | EPA/CAMD | EPA/CAMD | EPA/CAMD | EIA | EIA | n/a | EPA/CAMD | EPA/CAMD | -162500.2743 | 0 | 0 | -175 | 0 | 0 | 0 | 0 | 0 | 0 | 0 | 0 | -175 | 0 | 0 | -175 | 0
9460 | WI | Grantsburg Diesel | 4021 | Northwestern Wisconsin Elec Co | 13815 | Northwestern Wisconsin Elec Co | 13815 | Midcontinent Independent Transmission System Operator, Inc.. | MISO | MRO | MROW | MRO West | MISO | 55 | 013 | Burnett | 45.7792 | -92.678 | 0 |  | DFO | OIL |  | 0 | 6.4 | 1 | [6 empty] | 870.001 | 406.001 | 870.001 | 406.001 | -184.999 | -85.857 | 1.398 | 0.651 | 0.126 | 71.047 | 5.754 | 1.151 | 71.286 | -- | 0 | 0 | 0 | 0 | 0 | 0 | 0 | -- | 3.214 | 3.207 | 0.29 | 163.326 | -- | 0 | 0 | 0 | 0 | 0 | 0 | -- | 1.398 | 0.651 | 0.126 | 71.047 | 5.754 | 1.151 | -- | 870.001 | 406.001 | 870.001 | 406.001 | EIA | EIA | EIA | EIA | EIA | EIA | n/a | EIA | EIA | -4702.7081 | 0 | -185 | 0 | 0 | 0 | 0 | 0 | 0 | 0 | 0 | 0 | -185 | 0 | 0 | -185 | 0
9556 | WI | Sycamore (WI) | 3993 | Madison Gas & Electric Co | 11479 | Madison Gas & Electric Co | 11479 | Midcontinent Independent Transmission System Operator, Inc.. | MISO | MRO | MROE | MRO East | MISO | 55 | 025 | Dane | 43.1133 | -89.3128 | 0 |  | NG | GAS |  | 0 | 41.6 | 1 | [6 empty] | 889 | 419 | 889 | 419 | -185 | -87.229 | 0.134 | 0.063 | 0.002 | 51.957 | 1.96 | 0.196 | 52.008 | -- | 0 | 0 | 0 | 0 | 0 | 0 | 0 | -- | 0.301 | 0.301 | 0.004 | 116.889 | -- | 0 | 0 | 0 | 0 | 0 | 0 | -- | 0.134 | 0.063 | 0.002 | 51.957 | 1.96 | 0.196 | -- | 889 | 419 | 889 | 419 | EIA | EIA | EIA | EIA | EIA | EIA | n/a | EIA | EIA | -4805.4054 | 0 | 0 | -185 | 0 | 0 | 0 | 0 | 0 | 0 | 0 | 0 | -185 | 0 | 0 | -185 | 0
5190 | MO | Moberly | 6651 | Union Electric Co - (MO) | 19436 | Union Electric Co - (MO) | 19436 | Midcontinent Independent Transmission System Operator, Inc.. | MISO | SERC | SRMW | SERC Midwest | MISO | 29 | 175 | Randolph | 39.4244 | -92.4837 | 0 |  | DFO | OIL |  | 0 | 60.6 | 1 | [6 empty] | 5150 | 5150 | 5150 | 5150 | -195 | 105 | 3.09 | 3.09 | 1.288 | 420.564 | 20.47 | 4.094 | 421.414 | -- | 0 | 58.857 | 0 | 0 | 0 | 0 | 0 | -- | 1.2 | 1.2 | 0.5 | 163.326 | -- | 0 | 58.857 | 0 | 0 | 0 | 0 | -- | 3.09 | 3.09 | 1.288 | 420.564 | 20.47 | 4.094 | -- | 5150 | 5150 | 5150 | 5150 | EPA/CAMD | EPA/CAMD | EPA/CAMD | EIA | EIA | EIA | n/a | EPA/CAMD | EPA/CAMD | -26410.2564 | 0 | -195 | 0 | 0 | 0 | 0 | 0 | 0 | 0 | 0 | 0 | -195 | 0 | 0 | -195 | 0
2091 | CO | Rocky Ford | 6516 | Black Hills/Colorado Elec.Util | 56146 | Black Hills/Colorado Elec.Util | 56146 | Public Service Company of Colorado | PSCO | WECC | RMPA | WECC Rockies |  | 08 | 089 | Otero | 38.0492 | -103.7136 | 0 |  | DFO | OIL |  | 0 | 10 | 1 | [6 empty] | 2309 | 714 | 2309 | 714 | -199 | -61.445 | 3.71 | 1.145 | 0.335 | 188.56 | 15.271 | 3.054 | 189.194 | -- | 0 | 0 | 0 | 0 | 0 | 0 | 0 | -- | 3.214 | 3.207 | 0.29 | 163.326 | -- | 0 | 0 | 0 | 0 | 0 | 0 | -- | 3.71 | 1.145 | 0.335 | 188.56 | 15.271 | 3.054 | -- | 2309 | 714 | 2309 | 714 | EIA | EIA | EIA | EIA | EIA | EIA | n/a | EIA | EIA | -11603.0151 | 0 | -199 | 0 | 0 | 0 | 0 | 0 | 0 | 0 | 0 | 0 | -199 | 0 | 0 | -199 | 0
4787 | MN | Centennial Generating Station | 57910 | City of Moorhead - (MN) | 12894 | City of Moorhead - (MN) | 12894 | Southwest Power Pool | SWPP | MRO | MROW | MRO West |  | 27 | 027 | Clay | 46.8661 | -96.7464 | 0 |  | DFO | OIL |  | 0 | 11.5 | 1 | [6 empty] | 644 | 301 | 644 | 301 | -200 | -92.85 | 1.035 | 0.485 | 0.095 | 52.59 | 4.259 | 0.852 | 52.767 | -- | 0 | 0 | 0 | 0 | 0 | 0 | 0 | -- | 3.214 | 3.223 | 0.295 | 163.323 | -- | 0 | 0 | 0 | 0 | 0 | 0 | -- | 1.035 | 0.485 | 0.095 | 52.59 | 4.259 | 0.852 | -- | 644 | 301 | 644 | 301 | EIA | EIA | EIA | EIA | EIA | EIA | n/a | EIA | EIA | -3220 | 0 | -200 | 0 | 0 | 0 | 0 | 0 | 0 | 0 | 0 | 0 | -200 | 0 | 0 | -200 | 0
51 | AK | Haines | 69 | Alaska Power and Telephone Co | 219 | Alaska Power and Telephone Co | 219 | Alaska Miscellaneous | NA | ASCC | AKMS | ASCC Miscellaneous |  | 02 | 100 | Haines | 59.2359 | -135.4462 | 0 |  | DFO | OIL |  | 0 | 7.3 | 1 | [6 empty] | 1235 | 396.001 | 1235 | 396.001 | -201 | -64.872 | 1.975 | 0.634 | 0.179 | 100.854 | 8.168 | 1.634 | 101.193 | -- | 0 | 0 | 0 | 0 | 0 | 0 | 0 | -- | 3.198 | 3.202 | 0.29 | 163.326 | -- | 0 | 0 | 0 | 0 | 0 | 0 | -- | 1.975 | 0.634 | 0.179 | 100.854 | 8.168 | 1.634 | -- | 1235 | 396.001 | 1235 | 396.001 | EIA | EIA | EIA | EIA | EIA | EIA | n/a | EIA | EIA | -6144.2786 | 0 | -201 | 0 | 0 | 0 | 0 | 0 | 0 | 0 | 0 | 0 | -201 | 0 | 0 | -201 | 0
3704 | KS | Sabetha Power Plant | 1320 | Westar Energy Inc | 22500 | City of Sabetha - (KS) | 16518 | Southwest Power Pool | SWPP | SPP | SPNO | SPP North |  | 20 | 131 | Nemaha | 39.9049 | -95.8034 | 0 |  | NG | GAS |  | 0 | 21.8 | 1 | [6 empty] | 17409 | 10551 | 17409 | 10551 | -206 | -124.8 | 23.039 | 13.656 | 0.497 | 1340.085 | 52.754 | 7.432 | 1341.791 | -- | 0 | 0 | 0 | 0 | 0 | 0 | 0 | -- | 2.647 | 2.589 | 0.057 | 153.953 | -- | 0 | 0 | 0 | 0 | 0 | 0 | -- | 23.039 | 13.656 | 0.497 | 1340.085 | 52.754 | 7.432 | -- | 17409 | 10551 | 17409 | 10551 | EIA | EIA | EIA | EIA | EIA | EIA | n/a | EIA | EIA | -84509.7087 | 0 | -38.573 | -167.427 | 0 | 0 | 0 | 0 | 0 | 0 | 0 | 0 | -206 | 0 | 0 | -206 | 0
1967 | CO | Airport Industrial | 7995 | Black Hills/Colorado Elec.Util | 56146 | Black Hills/Colorado Elec.Util | 56146 | Public Service Company of Colorado | PSCO | WECC | RMPA | WECC Rockies |  | 08 | 101 | Pueblo | 38.2844 | -104.5308 | 0 |  | DFO | OIL |  | 0 | 10 | 1 | [6 empty] | 656 | 200 | 656 | 200 | -209 | -64.532 | 1.072 | 0.328 | 0.096 | 53.572 | 4.339 | 0.868 | 53.752 | -- | 0 | 0 | 0 | 0 | 0 | 0 | 0 | -- | 3.268 | 3.28 | 0.293 | 163.329 | -- | 0 | 0 | 0 | 0 | 0 | 0 | -- | 1.072 | 0.328 | 0.096 | 53.572 | 4.339 | 0.868 | -- | 656 | 200 | 656 | 200 | EIA | EIA | EIA | EIA | EIA | EIA | n/a | EIA | EIA | -3138.756 | 0 | -209 | 0 | 0 | 0 | 0 | 0 | 0 | 0 | 0 | 0 | -209 | 0 | 0 | -209 | 0
3635 | KS | Fort Dodge aka Judson Large | 1233 | Sunflower Electric Power Corp | 18315 | Sunflower Electric Power Corp | 18315 | Southwest Power Pool | SWPP | SPP | SPNO | SPP North |  | 20 | 057 | Ford | 37.7328 | -99.9497 | 1 | 1 | NG | GAS |  | 0 | 149 | 1 | [6 empty] | 24009.3 | 24009.3 | 24009.3 | 24009.3 | -209 | 1116 | 2.128 | 2.128 | 0.007 | 1426.727 | 51.555 | 5.156 | 1428.067 | -- | 0 | 3.814 | 0 | 0 | 0 | 0 | 0 | -- | 0.177 | 0.177 | 0.001 | 118.848 | -- | 0 | 3.814 | 0 | 0 | 0 | 0 | -- | 2.128 | 2.128 | 0.007 | 1426.727 | 51.555 | 5.156 | -- | 24009.3 | 24009.3 | 24009.3 | 24009.3 | EPA/CAMD | EPA/CAMD | EPA/CAMD | EPA/CAMD | EIA | EIA | n/a | EPA/CAMD | EPA/CAMD | -114877.0335 | 0 | 0 | -209 | 0 | 0 | 0 | 0 | 0 | 0 | 0 | 0 | -209 | 0 | 0 | -209 | 0
5139 | MO | Fairgrounds | 2082 | Union Electric Co - (MO) | 19436 | Union Electric Co - (MO) | 19436 | Midcontinent Independent Transmission System Operator, Inc.. | MISO | SERC | SRMW | SERC Midwest | MISO | 29 | 051 | Cole | 38.5935 | -92.2206 | 0 |  | DFO | OIL |  | 0 | 68.3 | 1 | [6 empty] | 6549 | 4027.4 | 6549 | 4027.4 | -210 | 11 | 3.929 | 2.416 | 1.637 | 534.81 | 27.633 | 5.527 | 535.957 | -- | 0 | 439.273 | 0 | 0 | 0 | 0 | 0 | -- | 1.2 | 1.2 | 0.5 | 163.326 | -- | 0 | 439.273 | 0 | 0 | 0 | 0 | -- | 3.929 | 2.416 | 1.637 | 534.81 | 27.633 | 5.527 | -- | 6549 | 4027.4 | 6549 | 4027.4 | EPA/CAMD | EPA/CAMD | EPA/CAMD | EIA | EIA | EIA | n/a | EPA/CAMD | EPA/CAMD | -31185.7143 | 0 | -210 | 0 | 0 | 0 | 0 | 0 | 0 | 0 | 0 | 0 | -210 | 0 | 0 | -210 | 0
8169 | SC | Rocky Creek | 3266 | Duke Energy Carolinas, LLC | 5416 | Duke Energy Carolinas, LLC | 5416 | Duke Energy Carolinas | DUK | SERC | SRVC | SERC Virginia/Carolina |  | 45 | 039 | Fairfield | 34.54 | -80.8778 | 0 |  | WAT | HYDRO |  | 0 | 28 | [9 empty] | 0 | 0 | -212.998 | -58.914 |  |  |  | 0 | 0 | 0 | 0 | -- | 0 | 0 | 0 | 0 | 0 | 0 | 0 | -- |  |  |  |  | -- | [6 empty] | -- |  |  |  | 0 | 0 | 0 | -- | 0 | 0 | 0 | 0 |  |  |  | EIA | EIA | EIA | n/a | EIA | EIA |  | 0 | 0 | 0 | 0 | -213 | 0 | 0 | 0 | 0 | 0 | 0 | 0 | -213 | 0 | 0 | -213
593 | CA | Borel | 328 | Southern California Edison Co | 17609 | Southern California Edison Co | 17609 | California Independent System Operator | CISO | WECC | CAMX | WECC California | CAISO | 06 | 029 | Kern | 35.5881 | -118.5248 | 0 |  | WAT | HYDRO |  | 0 | 12 | [9 empty] | 0 | 0 | -218 | -113.892 |  |  |  | 0 | 0 | 0 | 0 | -- | 0 | 0 | 0 | 0 | 0 | 0 | 0 | -- |  |  |  |  | -- | [6 empty] | -- |  |  |  | 0 | 0 | 0 | -- | 0 | 0 | 0 | 0 |  |  |  | EIA | EIA | EIA | n/a | EIA | EIA |  | 0 | 0 | 0 | 0 | -218 | 0 | 0 | 0 | 0 | 0 | 0 | 0 | -218 | 0 | 0 | -218
2894 | IA | Maquoketa 2 | 7921 | City of Maquoketa - (IA) | 11611 | City of Maquoketa - (IA) | 11611 | Midcontinent Independent Transmission System Operator, Inc.. | MISO | MRO | MROW | MRO West | MISO | 19 | 097 | Jackson | 42.07 | -90.66 | 0 |  | DFO | OIL |  | 0 | 8 | 1 | [6 empty] | 0 | 0 | 0 | 0 | -232 | -84.664 | 0 | 0 | 0 | 0 | 0 | 0 | 0 | -- | 0 | 0 | 0 | 0 | 0 | 0 | 0 | -- |  |  |  |  | -- | 0 | 0 | 0 | 0 | 0 | 0 | -- | 0 | 0 | 0 | 0 | 0 | 0 | -- | 0 | 0 | 0 | 0 | EIA | EIA | EIA | EIA | EIA | EIA | n/a | EIA | EIA | 0 | 0 | -232 | 0 | 0 | 0 | 0 | 0 | 0 | 0 | 0 | 0 | -232 | 0 | 0 | -232 | 0
3590 | KS | Augusta Electric Plant No 1 | 1261 | City of Augusta - (KS) | 998 | City of Augusta - (KS) | 998 | Southwest Power Pool | SWPP | SPP | SPNO | SPP North |  | 20 | 015 | Butler | 37.6785 | -96.9719 | 0 |  |  |  |  | 0 | 9.5 | 1 | [6 empty] | 0 | 0 | 0 | 0 | -239 | -119.908 | 0 | 0 | 0 | 0 | 0 | 0 | 0 | -- | 0 | 0 | 0 | 0 | 0 | 0 | 0 | -- |  |  |  |  | -- | 0 | 0 | 0 | 0 | 0 | 0 | -- | 0 | 0 | 0 | 0 | 0 | 0 | -- | 0 | 0 | 0 | 0 | EIA | EIA | EIA | EIA | EIA | EIA | n/a | EIA | EIA | 0 | 0 | -119.5 | -119.5 | 0 | 0 | 0 | 0 | 0 | 0 | 0 | 0 | -239 | 0 | 0 | -239 | 0
9425 | WI | Danbury Diesel | 55998 | Northwestern Wisconsin Elec Co | 13815 | Northwestern Wisconsin Elec Co | 13815 | Midcontinent Independent Transmission System Operator, Inc.. | MISO | MRO | MROW | MRO West | MISO | 55 | 013 | Burnett | 46.0028 | -92.3714 | 0 |  | DFO | OIL |  | 0 | 7.8 | 1 | [6 empty] | 341 | 162 | 341 | 162 | -249 | -115.557 | 0.151 | 0.072 | 0.046 | 27.847 | 2.255 | 0.451 | 27.941 | -- | 0 | 0 | 0 | 0 | 0 | 0 | 0 | -- | 0.886 | 0.889 | 0.27 | 163.326 | -- | 0 | 0 | 0 | 0 | 0 | 0 | -- | 0.151 | 0.072 | 0.046 | 27.847 | 2.255 | 0.451 | -- | 341 | 162 | 341 | 162 | EIA | EIA | EIA | EIA | EIA | EIA | n/a | EIA | EIA | -1369.4779 | 0 | -249 | 0 | 0 | 0 | 0 | 0 | 0 | 0 | 0 | 0 | -249 | 0 | 0 | -249 | 0
7419 | OH | Niles | 2861 | Ohio Edison Co | 13998 | NRG Power Midwest LP | 14165 | PJM Interconnection, LLC | PJM | RFC | RFCW | RFC West | PJM | 39 | 155 | Trumbull | 41.1669 | -80.7477 | 2 |  | DFO | OIL |  | 0 | 292.6 | 1 | [6 empty] | 2563.9 | 1515 | 2563.9 | 1515 | -254 | -114 | 1.538 | 0.909 | 0.641 | 209.375 | 16.971 | 3.394 | 210.079 | -- | 0 | 0 | 0 | 0 | 0 | 0 | 0 | -- | 1.2 | 1.2 | 0.5 | 163.325 | -- | 0 | 0 | 0 | 0 | 0 | 0 | -- | 1.538 | 0.909 | 0.641 | 209.375 | 16.971 | 3.394 | -- | 2563.9 | 1515 | 2563.9 | 1515 | EPA/CAMD | EPA/CAMD | EPA/CAMD | EIA | EIA | EIA | n/a | EPA/CAMD | EPA/CAMD | -10094.0945 | 0 | -254 | 0 | 0 | 0 | 0 | 0 | 0 | 0 | 0 | 0 | -254 | 0 | 0 | -254 | 0
4849 | MN | Granite City | 1910 | Northern States Power Co - Minnesota | 13781 | Northern States Power Co - Minnesota | 13781 | Midcontinent Independent Transmission System Operator, Inc.. | MISO | MRO | MROW | MRO West | MISO | 27 | 009 | Benton | 45.5756 | -94.1408 | 0 |  | NG | GAS |  | 0 | 72 | 1 | [6 empty] | 4390 | 2207 | 4390 | 2207 | -262 | -131.96 | 0.648 | 0.328 | 0.052 | 256.572 | 11.155 | 1.337 | 256.896 | -- | 0 | 0 | 0 | 0 | 0 | 0 | 0 | -- | 0.295 | 0.297 | 0.024 | 116.889 | -- | 0 | 0 | 0 | 0 | 0 | 0 | -- | 0.648 | 0.328 | 0.052 | 256.572 | 11.155 | 1.337 | -- | 4390 | 2207 | 4390 | 2207 | EIA | EIA | EIA | EIA | EIA | EIA | n/a | EIA | EIA | -16755.7252 | 0 | -19.876 | -242.124 | 0 | 0 | 0 | 0 | 0 | 0 | 0 | 0 | -262 | 0 | 0 | -262 | 0
4176 | MA | Shrewsbury | 6125 | Massachusetts Electric Co | 11804 | Town of Shrewsbury - (MA) | 17127 | ISO New England Inc. | ISNE | NPCC | NEWE | NPCC New England | ISONE | 25 | 027 | Worcester | 42.2747 | -71.7172 | 0 |  | DFO | OIL |  | 0 | 14 | 1 | [6 empty] | 3401 | 794 | 3401 | 794 | -265 | -61.595 | 5.47 | 1.275 | 0.495 | 277.735 | 22.494 | 4.499 | 278.668 | -- | 0 | 0 | 0 | 0 | 0 | 0 | 0 | -- | 3.217 | 3.212 | 0.291 | 163.325 | -- | 0 | 0 | 0 | 0 | 0 | 0 | -- | 5.47 | 1.275 | 0.495 | 277.735 | 22.494 | 4.499 | -- | 3401 | 794 | 3401 | 794 | EIA | EIA | EIA | EIA | EIA | EIA | n/a | EIA | EIA | -12833.9623 | 0 | -265 | 0 | 0 | 0 | 0 | 0 | 0 | 0 | 0 | 0 | -265 | 0 | 0 | -265 | 0
3591 | KS | Augusta Electric Plant No 2 | 6791 | City of Augusta - (KS) | 998 | City of Augusta - (KS) | 998 | Southwest Power Pool | SWPP | SPP | SPNO | SPP North |  | 20 | 015 | Butler | 37.6861 | -96.965 | 0 |  | NG | GAS |  | 0 | 20.7 | 1 | [6 empty] | 6680 | 4147.001 | 6680 | 4147.001 | -275.999 | -171.164 | 8.4 | 5.611 | 0.149 | 390.408 | 18.977 | 2.535 | 391 | -- | 0 | 0 | 0 | 0 | 0 | 0 | 0 | -- | 2.515 | 2.706 | 0.045 | 116.889 | -- | 0 | 0 | 0 | 0 | 0 | 0 | -- | 8.4 | 5.611 | 0.149 | 390.408 | 18.977 | 2.535 | -- | 6680 | 4147.001 | 6680 | 4147.001 | EIA | EIA | EIA | EIA | EIA | EIA | n/a | EIA | EIA | -24202.8986 | 0 | -39.793 | -236.207 | 0 | 0 | 0 | 0 | 0 | 0 | 0 | 0 | -276 | 0 | 0 | -276 | 0
7870 | PA | Gettysburg Energy & Nutrient Rec Facility | 58565 | Metropolitan Edison Co | 12390 | Gettysburg Energy and Nutrient Rec Facility LLC | 58527 | PJM Interconnection, LLC | PJM | RFC | RFCE | RFC East | PJM | 42 | 001 | Adams | 39.9503 | -77.1253 | 0 |  | OBS | BIOMASS |  | 0 | 3.3 | 1 | Yes | [5 empty] | 11028 | 4566 | 11028 | 4566 | -280 | -115.892 | 1.297 | 0.537 | 0.138 | 0 | 769.535 | 102.605 | 23.984 | -- | 0 | 0 | 0 | 0 | 0 | 0 | 0 | -- | 0.235 | 0.235 | 0.025 | 0 | -- | 0 | 0 | 0 | 0 | 0 | 0 | -- | 1.297 | 0.537 | 0.138 | 1282.556 | 769.535 | 102.605 | -- | 11028 | 4566 | 11028 | 4566 | EIA | EIA | EIA | EIA | EIA | EIA | n/a | EIA | EIA | -39385.7143 | 0 | 0 | 0 | 0 | 0 | -280 | 0 | 0 | 0 | 0 | 0 | 0 | -280 | -280 | -280 | 0
3669 | KS | Larned | 1299 | City of Larned - (KS) | 10713 | City of Larned - (KS) | 10713 | Southwest Power Pool | SWPP | SPP | SPNO | SPP North |  | 20 | 145 | Pawnee | 38.1762 | -99.1 | 3 | 3 | DFO | OIL |  | 0 | 29.2 | 1 | [6 empty] | 945 | 320.998 | 945 | 320.998 | -294.002 | -98.557 | 1.566 | 0.532 | 0.138 | 77.171 | 6.25 | 1.25 | 77.43 | -- | 0 | 0 | 0 | 0 | 0 | 0 | 0 | -- | 3.314 | 3.315 | 0.292 | 163.325 | -- | 0 | 0 | 0 | 0 | 0 | 0 | -- | 1.566 | 0.532 | 0.138 | 77.171 | 6.25 | 1.25 | -- | 945 | 320.998 | 945 | 320.998 | EIA | EIA | EIA | EIA | EIA | EIA | n/a | EIA | EIA | -3214.2857 | 0 | -294 | 0 | 0 | 0 | 0 | 0 | 0 | 0 | 0 | 0 | -294 | 0 | 0 | -294 | 0
8133 | SC | Hilton Head Gas Turbine Site | 3318 | South Carolina Public Service Authority | 17543 | South Carolina Public Service Authority | 17543 | South Carolina Public Service Authority | SC | SERC | SRVC | SERC Virginia/Carolina |  | 45 | 013 | Beaufort | 32.2089 | -80.6988 | 0 |  | DFO | OIL |  | 0 | 117.9 | 1 | [6 empty] | 4006 | 2003 | 4006 | 2003 | -302.001 | -107.321 | 2.404 | 1.202 | 1.002 | 327.141 | 24.478 | 4.896 | 328.157 | -- | 0 | 0 | 0 | 0 | 0 | 0 | 0 | -- | 1.2 | 1.2 | 0.5 | 163.326 | -- | 0 | 0 | 0 | 0 | 0 | 0 | -- | 2.404 | 1.202 | 1.002 | 327.141 | 24.478 | 4.896 | -- | 4006 | 2003 | 4006 | 2003 | EPA/CAMD | EPA/CAMD | EPA/CAMD | EIA | EIA | EIA | n/a | EPA/CAMD | EPA/CAMD | -13264.9007 | 0 | -302 | 0 | 0 | 0 | 0 | 0 | 0 | 0 | 0 | 0 | -302 | 0 | 0 | -302 | 0
8250 | SD | Yankton | 8034 | NorthWestern Energy - (SD) | 13809 | NorthWestern Energy - (SD) | 13809 | Southwest Power Pool | SWPP | MRO | MROW | MRO West |  | 46 | 135 | Yankton | 42.8933 | -97.3533 | 0 |  | NG | GAS |  | 0 | 13.4 | 1 | [6 empty] | 12 | 0 | 12 | 0 | -305 | 0 | 0.019 | 0 | 0.002 | 0.798 | 0.079 | 0.016 | 0.801 | -- | 0 |  | 0 | 0 | 0 | 0 | 0 | -- | 3.167 |  | 0.333 | 133 | -- | 0 |  | 0 | 0 | 0 | 0 | -- | 0.019 | 0 | 0.002 | 0.798 | 0.079 | 0.016 | -- | 12 | 0 | 12 | 0 | EIA | EIA | EIA | EIA | EIA | EIA | n/a | EIA | EIA | -39.3443 | 0 | -305 | 0 | 0 | 0 | 0 | 0 | 0 | 0 | 0 | 0 | -305 | 0 | 0 | -305 | 0
160 | AL | Bankhead Dam | 2 | Alabama Power Co | 195 | Alabama Power Co | 195 | Southern Company Services, Inc. - Trans | SOCO | SERC | SRSO | SERC South |  | 01 | 125 | Tuscaloosa | 33.4587 | -87.3568 | 0 |  | WAT | HYDRO |  | 0 | 53.9 | [9 empty] | 0 | 0 | -325 | -63.483 |  |  |  | 0 | 0 | 0 | 0 | -- | 0 | 0 | 0 | 0 | 0 | 0 | 0 | -- |  |  |  |  | -- | [6 empty] | -- |  |  |  | 0 | 0 | 0 | -- | 0 | 0 | 0 | 0 |  |  |  | EIA | EIA | EIA | n/a | EIA | EIA |  | 0 | 0 | 0 | 0 | -325 | 0 | 0 | 0 | 0 | 0 | 0 | 0 | -325 | 0 | 0 | -325
4647 | MI | Oliver | 1735 | DTE Electric Company | 5109 | DTE Electric Company | 5109 | Midcontinent Independent Transmission System Operator, Inc.. | MISO | RFC | RFCM | RFC Michigan | MISO | 26 | 063 | Huron | 43.8264 | -83.2383 | 0 |  | DFO | OIL |  | 0 | 13.5 | 1 | [6 empty] | 1341 | 682 | 1341 | 682 | -331 | -169.295 | 2.16 | 1.1 | 0.195 | 109.51 | 8.869 | 1.774 | 109.878 | -- | 0 | 0 | 0 | 0 | 0 | 0 | 0 | -- | 3.221 | 3.226 | 0.291 | 163.326 | -- | 0 | 0 | 0 | 0 | 0 | 0 | -- | 2.16 | 1.1 | 0.195 | 109.51 | 8.869 | 1.774 | -- | 1341 | 682 | 1341 | 682 | EIA | EIA | EIA | EIA | EIA | EIA | n/a | EIA | EIA | -4051.3595 | 0 | -331 | 0 | 0 | 0 | 0 | 0 | 0 | 0 | 0 | 0 | -331 | 0 | 0 | -331 | 0
3707 | KS | Sharpe | 7973 | Lyon-Coffey Electric Coop, Inc | 11334 | Kansas Electric Power Coop Inc | 9961 | Southwest Power Pool | SWPP | SPP | SPNO | SPP North |  | 20 | 031 | Coffey | 38.275 | -95.6839 | 0 |  | DFO | OIL |  | 0 | 20 | 1 | [6 empty] | 2152 | 721 | 2152 | 721 | -338 | -113.31 | 3.64 | 1.22 | 0.31 | 175.74 | 14.233 | 2.847 | 176.331 | -- | 0 | 0 | 0 | 0 | 0 | 0 | 0 | -- | 3.383 | 3.384 | 0.288 | 163.327 | -- | 0 | 0 | 0 | 0 | 0 | 0 | -- | 3.64 | 1.22 | 0.31 | 175.74 | 14.233 | 2.847 | -- | 2152 | 721 | 2152 | 721 | EIA | EIA | EIA | EIA | EIA | EIA | n/a | EIA | EIA | -6366.8639 | 0 | -338 | 0 | 0 | 0 | 0 | 0 | 0 | 0 | 0 | 0 | -338 | 0 | 0 | -338 | 0
6289 | NE | Syracuse # 2 | 2256 | Omaha Public Power District | 14127 | City of Nebraska City | 13334 | Southwest Power Pool | SWPP | MRO | MROW | MRO West |  | 31 | 131 | Otoe | 40.6756 | -96.1778 | 0 |  | NG | GAS |  | 0 | 4 | 1 | [6 empty] | 73 | 31 | 73 | 31 | -411 | -183.494 | 0.07 | 0.042 | 0.004 | 4.266 | 0.258 | 0.04 | 4.275 | -- | 0 | 0 | 0 | 0 | 0 | 0 | 0 | -- | 1.918 | 2.71 | 0.11 | 116.877 | -- | 0 | 0 | 0 | 0 | 0 | 0 | -- | 0.07 | 0.042 | 0.004 | 4.266 | 0.258 | 0.04 | -- | 73 | 31 | 73 | 31 | EIA | EIA | EIA | EIA | EIA | EIA | n/a | EIA | EIA | -177.6156 | 0 | -123.863 | -287.137 | 0 | 0 | 0 | 0 | 0 | 0 | 0 | 0 | -411 | 0 | 0 | -411 | 0
9362 | WA | Turner Energy Storage Project | 60675 | Avista Corp | 20169 | Avista Corp | 20169 | Avista Corporation | AVA | WECC | NWPP | WECC Northwest |  | 53 | 075 | Whitman | 46.7518 | -117.1614 | 0 |  | MWH | OTHF |  | 0 | 1.2 | [7 empty] | 0 | 0 | 0 | 0 | -468 | -210.932 |  |  |  | 0 | 0 | 0 | 0 | -- | 0 | 0 | 0 | 0 | 0 | 0 | 0 | -- |  |  |  |  | -- | 0 |  | 0 | 0 | 0 | 0 | -- |  |  |  | 0 | 0 | 0 | -- | 0 | 0 | 0 | 0 |  |  |  | EIA | EIA | EIA | n/a | EIA | EIA |  | 0 | 0 | 0 | 0 | 0 | 0 | 0 | 0 | 0 | 0 | -468 | -468 | 0 | 0 | -468 | 0
2805 | IA | Centerville | 1105 | ITC Midwest LLC | 56161 | Interstate Power and Light Co | 9417 | Midcontinent Independent Transmission System Operator, Inc.. | MISO | MRO | MROW | MRO West | MISO | 19 | 007 | Appanoose | 40.7478 | -92.8731 | 0 |  | DFO | OIL |  | 0 | 60 | 1 | [6 empty] | 2115.1 | 2115.1 | 2115.1 | 2115.1 | -468.001 | -31.001 | 1.269 | 1.269 | 0.529 | 172.725 | 14.134 | 2.827 | 173.312 | -- | 0 | 0 | 0 | 0 | 0 | 0 | 0 | -- | 1.2 | 1.2 | 0.5 | 163.326 | -- | 0 | 0 | 0 | 0 | 0 | 0 | -- | 1.269 | 1.269 | 0.529 | 172.725 | 14.134 | 2.827 | -- | 2115.1 | 2115.1 | 2115.1 | 2115.1 | EPA/CAMD | EPA/CAMD | EPA/CAMD | EIA | EIA | EIA | n/a | EPA/CAMD | EPA/CAMD | -4519.4444 | 0 | -468 | 0 | 0 | 0 | 0 | 0 | 0 | 0 | 0 | 0 | -468 | 0 | 0 | -468 | 0
7752 | OR | Salem Smart Power Center | 60441 | Portland General Electric Co | 15248 | Portland General Electric Co | 15248 | Portland General Electric Company | PGE | WECC | NWPP | WECC Northwest |  | 41 | 047 | Marion | 44.922 | -123.0183 | 0 |  | MWH | OTHF |  | 0 | 5 | [7 empty] | 0 | 0 | 0 | 0 | -472 | -196.833 |  |  |  | 0 | 0 | 0 | 0 | -- | 0 | 0 | 0 | 0 | 0 | 0 | 0 | -- |  |  |  |  | -- | 0 |  | 0 | 0 | 0 | 0 | -- |  |  |  | 0 | 0 | 0 | -- | 0 | 0 | 0 | 0 |  |  |  | EIA | EIA | EIA | n/a | EIA | EIA |  | 0 | 0 | 0 | 0 | 0 | 0 | 0 | 0 | 0 | 0 | -472 | -472 | 0 | 0 | -472 | 0
6207 | NE | C W Burdick | 2241 | City of Grand Island - (NE) | 40606 | City of Grand Island - (NE) | 40606 | Southwest Power Pool | SWPP | MRO | MROW | MRO West |  | 31 | 079 | Hall | 40.9228 | -98.3269 | 3 | 1 | NG | GAS |  | 0 | 240.8 | 1 | [6 empty] | 20899.75 | 10523.15 | 20899.75 | 10523.15 | -476 | 77 | 1.082 | 0.463 | 0.005 | 1246.98 | 86.307 | 8.806 | 1249.251 | -- | 0 | 12.026 | 0 | 0 | 0 | 0 | 0 | -- | 0.104 | 0.088 | 0 | 119.33 | -- | 0 | 12.026 | 0 | 0 | 0 | 0 | -- | 1.082 | 0.463 | 0.005 | 1246.98 | 86.307 | 8.806 | -- | 20899.75 | 10523.15 | 20899.75 | 10523.15 | EPA/CAMD | EPA/CAMD | EPA/CAMD | EPA/CAMD | EIA | EIA | n/a | EPA/CAMD | EPA/CAMD | -43907.0378 | 0 | -39.06 | -436.94 | 0 | 0 | 0 | 0 | 0 | 0 | 0 | 0 | -476 | 0 | 0 | -476 | 0
7314 | OH | Battery Utility of Ohio | 58475 | Ohio Power Co | 14006 | Battery Utility of Ohio LLC | 58462 | PJM Interconnection, LLC | PJM | RFC | RFCW | RFC West | PJM | 39 | 041 | Delaware | 40.2603 | -82.8331 | 0 |  | MWH | OTHF |  | 0 | 4 | [7 empty] | 0 | 0 | 0 | 0 | -479 | -206.228 |  |  |  | 0 | 0 | 0 | 0 | -- | 0 | 0 | 0 | 0 | 0 | 0 | 0 | -- |  |  |  |  | -- | 0 |  | 0 | 0 | 0 | 0 | -- |  |  |  | 0 | 0 | 0 | -- | 0 | 0 | 0 | 0 |  |  |  | EIA | EIA | EIA | n/a | EIA | EIA |  | 0 | 0 | 0 | 0 | 0 | 0 | 0 | 0 | 0 | 0 | -479 | -479 | 0 | 0 | -479 | 0
3882 | LA | Sterlington | 1404 | Entergy Louisiana LLC | 11241 | Entergy Louisiana LLC | 11241 | Midcontinent Independent Transmission System Operator, Inc.. | MISO | SERC | SRMV | SERC Mississippi Valley | MISO | 22 | 073 | Ouachita | 32.7047 | -92.0792 | 2 | 1 | NG | GAS |  | 0 | 474 | 1 | [6 empty] | 37392.192 | 5775.922 | 37392.192 | 5775.922 | -619 | -1155 | 8.657 | 1.192 | 0.011 | 2222.56 | 88.604 | 8.86 | 2224.864 | -- | 0 | 0 | 0 | 0 | 0 | 0 | 0 | -- | 0.463 | 0.413 | 0.001 | 118.878 | -- | 0 | 0 | 0 | 0 | 0 | 0 | -- | 8.657 | 1.192 | 0.011 | 2222.56 | 88.604 | 8.86 | -- | 37392.192 | 5775.922 | 37392.192 | 5775.922 | EPA/CAMD | EPA/CAMD | EPA/CAMD | EPA/CAMD | EIA | EIA | n/a | EPA/CAMD | EPA/CAMD | -60407.4184 | 0 | 0 | -619 | 0 | 0 | 0 | 0 | 0 | 0 | 0 | 0 | -619 | 0 | 0 | -619 | 0
2893 | IA | Maquoketa 1 | 1162 | City of Maquoketa - (IA) | 11611 | City of Maquoketa - (IA) | 11611 | Midcontinent Independent Transmission System Operator, Inc.. | MISO | MRO | MROW | MRO West | MISO | 19 | 097 | Jackson | 42.0356 | -90.665 | 0 |  | NG | GAS |  | 0 | 26.6 | 1 | [6 empty] | 1688.999 | 741 | 1688.999 | 741 | -625.002 | -274.228 | 2.399 | 1.032 | 0.162 | 107.391 | 8.675 | 1.61 | 107.732 | -- | 0 | 0 | 0 | 0 | 0 | 0 | 0 | -- | 2.841 | 2.785 | 0.192 | 127.165 | -- | 0 | 0 | 0 | 0 | 0 | 0 | -- | 2.399 | 1.032 | 0.162 | 107.391 | 8.675 | 1.61 | -- | 1688.999 | 741 | 1688.999 | 741 | EIA | EIA | EIA | EIA | EIA | EIA | n/a | EIA | EIA | -2702.3984 | 0 | -415.334 | -209.666 | 0 | 0 | 0 | 0 | 0 | 0 | 0 | 0 | -625 | 0 | 0 | -625 | 0
4907 | MN | Laverne Battery | 58579 | Northern States Power Co - Minnesota | 13781 | Northern States Power Co - Minnesota | 13781 | Midcontinent Independent Transmission System Operator, Inc.. | MISO | MRO | MROW | MRO West | MISO | 27 | 133 | Rock | 43.6386 | -96.39 | 0 |  | MWH | OTHF |  | 0 | 1.1 | [7 empty] | 0 | 0 | 0 | 0 | -647 | -276.205 |  |  |  | 0 | 0 | 0 | 0 | -- | 0 | 0 | 0 | 0 | 0 | 0 | 0 | -- |  |  |  |  | -- | 0 |  | 0 | 0 | 0 | 0 | -- |  |  |  | 0 | 0 | 0 | -- | 0 | 0 | 0 | 0 |  |  |  | EIA | EIA | EIA | n/a | EIA | EIA |  | 0 | 0 | 0 | 0 | 0 | 0 | 0 | 0 | 0 | 0 | -647 | -647 | 0 | 0 | -647 | 0
4293 | MD | Easton 2 | 4257 | Easton Utilities Comm | 5625 | Easton Utilities Comm | 5625 | PJM Interconnection, LLC | PJM | RFC | RFCE | RFC East | PJM | 24 | 041 | Talbot | 38.795 | -76.07 | 0 |  | RFO | OIL |  | 0 | 38.8 | 1 | [6 empty] | 4226 | 1635 | 4226 | 1635 | -697 | -270.652 | 5.388 | 2.084 | 0.602 | 345.006 | 27.95 | 5.59 | 346.166 | -- | 0 | 0 | 0 | 0 | 0 | 0 | 0 | -- | 2.55 | 2.549 | 0.285 | 163.278 | -- | 0 | 0 | 0 | 0 | 0 | 0 | -- | 5.388 | 2.084 | 0.602 | 345.006 | 27.95 | 5.59 | -- | 4226 | 1635 | 4226 | 1635 | EIA | EIA | EIA | EIA | EIA | EIA | n/a | EIA | EIA | -6063.1277 | 0 | -697 | 0 | 0 | 0 | 0 | 0 | 0 | 0 | 0 | 0 | -697 | 0 | 0 | -697 | 0
2943 | IA | Red Cedar | 7595 | ITC Midwest LLC | 56161 | Interstate Power and Light Co | 9417 | Midcontinent Independent Transmission System Operator, Inc.. | MISO | MRO | MROW | MRO West | MISO | 19 | 113 | Linn | 41.9691 | -91.6689 | 0 |  | NG | GAS |  | 0 | 22.5 | 1 | [6 empty] | 327 | 192 | 327 | 192 | -710 | -415.376 | 0.05 | 0.029 | 0.001 | 19.111 | 0.721 | 0.072 | 19.13 | -- | 0 | 0 | 0 | 0 | 0 | 0 | 0 | -- | 0.306 | 0.302 | 0.006 | 116.887 | -- | 0 | 0 | 0 | 0 | 0 | 0 | -- | 0.05 | 0.029 | 0.001 | 19.111 | 0.721 | 0.072 | -- | 327 | 192 | 327 | 192 | EIA | EIA | EIA | EIA | EIA | EIA | n/a | EIA | EIA | -460.5634 | 0 | 0 | -710 | 0 | 0 | 0 | 0 | 0 | 0 | 0 | 0 | -710 | 0 | 0 | -710 | 0
2863 | IA | Indianola | 1150 | MidAmerican Energy Co | 12341 | Indianola Municipal Utilities | 9275 | Midcontinent Independent Transmission System Operator, Inc.. | MISO | MRO | MROW | MRO West | MISO | 19 | 181 | Warren | 41.3595 | -93.5633 | 0 |  | DFO | OIL |  | 0 | 54.8 | 1 | [6 empty] | 4032 | 2448 | 4032 | 2448 | -739 | -226 | 2.023 | 1.162 | 0.552 | 329.265 | 26.667 | 5.333 | 330.372 | -- | 0 | 0 | 0 | 0 | 0 | 0 | 0 | -- | 1.003 | 0.949 | 0.274 | 163.326 | -- | 0 | 0 | 0 | 0 | 0 | 0 | -- | 2.023 | 1.162 | 0.552 | 329.265 | 26.667 | 5.333 | -- | 4032 | 2448 | 4032 | 2448 | EIA | EIA | EIA | EIA | EIA | EIA | n/a | EIA | EIA | -5456.0217 | 0 | -739 | 0 | 0 | 0 | 0 | 0 | 0 | 0 | 0 | 0 | -739 | 0 | 0 | -739 | 0
3721 | KS | Wamego | 1328 | Westar Energy Inc | 22500 | City of Wamego - (KS) | 20069 | Southwest Power Pool | SWPP | SPP | SPNO | SPP North |  | 20 | 149 | Pottawatomie | 39.1992 | -96.3086 | 0 |  | NG | GAS |  | 0 | 15.2 | 1 | [6 empty] | 2321.003 | 1485.003 | 2321.003 | 1485.003 | -746.002 | -477.595 | 2.938 | 1.963 | 0.033 | 135.652 | 5.986 | 0.729 | 135.828 | -- | 0 | 0 | 0 | 0 | 0 | 0 | 0 | -- | 2.532 | 2.644 | 0.028 | 116.891 | -- | 0 | 0 | 0 | 0 | 0 | 0 | -- | 2.938 | 1.963 | 0.033 | 135.652 | 5.986 | 0.729 | -- | 2321.003 | 1485.003 | 2321.003 | 1485.003 | EIA | EIA | EIA | EIA | EIA | EIA | n/a | EIA | EIA | -3111.2641 | 0 | -62.641 | -683.359 | 0 | 0 | 0 | 0 | 0 | 0 | 0 | 0 | -746 | 0 | 0 | -746 | 0
59 | AK | International | 6293 | Chugach Electric Assn Inc | 3522 | Chugach Electric Assn Inc | 3522 | Chugach Electric Assn Inc | CEA | ASCC | AKGD | ASCC Alaska Grid |  | 02 | 020 | Anchorage | 61.169 | -149.911 | 0 |  | NG | GAS |  | 0 | 46.3 | 1 | [6 empty] | 2321 | 930 | 2321 | 930 | -780 | -312.574 | 0.372 | 0.148 | 0.004 | 135.65 | 5.117 | 0.512 | 135.783 | -- | 0 | 0 | 0 | 0 | 0 | 0 | 0 | -- | 0.321 | 0.318 | 0.003 | 116.889 | -- | 0 | 0 | 0 | 0 | 0 | 0 | -- | 0.372 | 0.148 | 0.004 | 135.65 | 5.117 | 0.512 | -- | 2321 | 930 | 2321 | 930 | EIA | EIA | EIA | EIA | EIA | EIA | n/a | EIA | EIA | -2975.641 | 0 | 0 | -780 | 0 | 0 | 0 | 0 | 0 | 0 | 0 | 0 | -780 | 0 | 0 | -780 | 0
6261 | NE | Nebraska City # 2 | 7555 | Omaha Public Power District | 14127 | City of Nebraska City | 13334 | Southwest Power Pool | SWPP | MRO | MROW | MRO West |  | 31 | 131 | Otoe | 40.6661 | -95.8683 | 0 |  | NG | GAS |  | 0 | 13.5 | 1 | [6 empty] | 488.001 | 309 | 488.001 | 309 | -839.001 | -532.218 | 0.689 | 0.436 | 0.008 | 32.298 | 1.332 | 0.172 | 32.339 | -- | 0 | 0 | 0 | 0 | 0 | 0 | 0 | -- | 2.824 | 2.822 | 0.033 | 132.369 | -- | 0 | 0 | 0 | 0 | 0 | 0 | -- | 0.689 | 0.436 | 0.008 | 32.298 | 1.332 | 0.172 | -- | 488.001 | 309 | 488.001 | 309 | EIA | EIA | EIA | EIA | EIA | EIA | n/a | EIA | EIA | -581.646 | 0 | -95.144 | -743.856 | 0 | 0 | 0 | 0 | 0 | 0 | 0 | 0 | -839 | 0 | 0 | -839 | 0
4697 | MI | Thetford | 1719 | ITC Transmission | 56068 | Consumers Energy Co | 4254 | Midcontinent Independent Transmission System Operator, Inc.. | MISO | RFC | RFCM | RFC Michigan | MISO | 26 | 049 | Genesee | 43.1567 | -83.6286 | 0 |  | NG | GAS |  | 0 | 222.4 | 1 | [6 empty] | 8533 | 8413 | 8533 | 8413 | -855.999 | -422.001 | 2.986 | 2.944 | 0.003 | 498.708 | 13.084 | 1.308 | 499.048 | -- | 0 | 0 | 0 | 0 | 0 | 0 | 0 | -- | 0.7 | 0.7 | 0.001 | 116.889 | -- | 0 | 0 | 0 | 0 | 0 | 0 | -- | 2.986 | 2.944 | 0.003 | 498.708 | 13.084 | 1.308 | -- | 8533 | 8413 | 8533 | 8413 | EPA/CAMD | EPA/CAMD | EPA/CAMD | EIA | EIA | EIA | n/a | EPA/CAMD | EPA/CAMD | -9968.4579 | 0 | 0 | -856 | 0 | 0 | 0 | 0 | 0 | 0 | 0 | 0 | -856 | 0 | 0 | -856 | 0
8157 | SC | North Road Peak | 7479 | City of Orangeburg - (SC) | 14164 | City of Orangeburg - (SC) | 14164 | South Carolina Electric & Gas Company | SCEG | SERC | SRVC | SERC Virginia/Carolina |  | 45 | 075 | Orangeburg | 33.5452 | -80.9109 | 0 |  | DFO | OIL |  | 0 | 14 | 1 | [6 empty] | 1245 | 444 | 1245 | 444 | -912 | -324.1 | 2.068 | 0.736 | 0.18 | 101.67 | 8.234 | 1.647 | 102.012 | -- | 0 | 0 | 0 | 0 | 0 | 0 | 0 | -- | 3.322 | 3.315 | 0.289 | 163.325 | -- | 0 | 0 | 0 | 0 | 0 | 0 | -- | 2.068 | 0.736 | 0.18 | 101.67 | 8.234 | 1.647 | -- | 1245 | 444 | 1245 | 444 | EIA | EIA | EIA | EIA | EIA | EIA | n/a | EIA | EIA | -1365.1316 | 0 | -912 | 0 | 0 | 0 | 0 | 0 | 0 | 0 | 0 | 0 | -912 | 0 | 0 | -912 | 0
8152 | SC | Myrtle Beach Gas Turbine Site | 3320 | South Carolina Public Service Authority | 17543 | South Carolina Public Service Authority | 17543 | South Carolina Public Service Authority | SC | SERC | SRVC | SERC Virginia/Carolina |  | 45 | 051 | Horry | 33.7083 | -78.9241 | 0 |  | DFO | OIL |  | 0 | 111.5 | 1 | [6 empty] | 1902 | 160 | 1902 | 160 | -929 | -330.139 | 1.141 | 0.096 | 0.476 | 155.323 | 4.861 | 0.972 | 155.525 | -- | 0 | 0 | 0 | 0 | 0 | 0 | 0 | -- | 1.2 | 1.2 | 0.501 | 163.326 | -- | 0 | 0 | 0 | 0 | 0 | 0 | -- | 1.141 | 0.096 | 0.476 | 155.323 | 4.861 | 0.972 | -- | 1902 | 160 | 1902 | 160 | EPA/CAMD | EPA/CAMD | EPA/CAMD | EIA | EIA | EIA | n/a | EPA/CAMD | EPA/CAMD | -2047.3628 | 0 | -929 | 0 | 0 | 0 | 0 | 0 | 0 | 0 | 0 | 0 | -929 | 0 | 0 | -929 | 0
7878 | PA | Green Mountain Storage, LLC | 55370 | Somerset Rural Elec Coop, Inc | 40167 | Green Mountain Storage, LLC | 6862 | PJM Interconnection, LLC | PJM | RFC | RFCE | RFC East | PJM | 42 | 111 | Somerset | 39.8514 | -79.0706 | 0 |  | MWH | OTHF |  | 0 | 20.8 | [7 empty] | 0 | 0 | 0 | 0 | -932 | -594.156 |  |  |  | 0 | 0 | 0 | 0 | -- | 0 | 0 | 0 | 0 | 0 | 0 | 0 | -- |  |  |  |  | -- | 0 |  | 0 | 0 | 0 | 0 | -- |  |  |  | 0 | 0 | 0 | -- | 0 | 0 | 0 | 0 |  |  |  | EIA | EIA | EIA | n/a | EIA | EIA |  | 0 | 0 | 0 | 0 | 0 | 0 | 0 | 0 | 0 | 0 | -932 | -932 | 0 | 0 | -932 | 0
2051 | CO | La Junta | 506 | City of La Junta - (CO) | 10536 | City of La Junta - (CO) | 10536 | Public Service Company of Colorado | PSCO | WECC | RMPA | WECC Rockies |  | 08 | 089 | Otero | 37.9876 | -103.5468 | 0 |  | DFO | OIL |  | 0 | 19 | 1 | [6 empty] | 157.999 | 47.999 | 157.999 | 47.999 | -948 | -292.704 | 0.242 | 0.074 | 0.024 | 12.903 | 1.045 | 0.209 | 12.946 | -- | 0 | 0 | 0 | 0 | 0 | 0 | 0 | -- | 3.063 | 3.083 | 0.304 | 163.33 | -- | 0 | 0 | 0 | 0 | 0 | 0 | -- | 0.242 | 0.074 | 0.024 | 12.903 | 1.045 | 0.209 | -- | 157.999 | 47.999 | 157.999 | 47.999 | EIA | EIA | EIA | EIA | EIA | EIA | n/a | EIA | EIA | -166.6656 | 0 | -948 | 0 | 0 | 0 | 0 | 0 | 0 | 0 | 0 | 0 | -948 | 0 | 0 | -948 | 0
7488 | OH | Willey Battery Utility | 60660 | Duke Energy Ohio Inc | 3542 | Willey Battery Utility, LLC | 60394 | PJM Interconnection, LLC | PJM | RFC | RFCW | RFC West | PJM | 39 | 061 | Hamilton | 39.2877 | -84.6803 | 0 |  | MWH | OTHF |  | 0 | 6 | [7 empty] | 0 | 0 | 0 | 0 | -1046 | -450.343 |  |  |  | 0 | 0 | 0 | 0 | -- | 0 | 0 | 0 | 0 | 0 | 0 | 0 | -- |  |  |  |  | -- | 0 |  | 0 | 0 | 0 | 0 | -- |  |  |  | 0 | 0 | 0 | -- | 0 | 0 | 0 | 0 |  |  |  | EIA | EIA | EIA | n/a | EIA | EIA |  | 0 | 0 | 0 | 0 | 0 | 0 | 0 | 0 | 0 | 0 | -1046 | -1046 | 0 | 0 | -1046 | 0
4292 | MD | Easton | 1580 | Easton Utilities Comm | 5625 | Easton Utilities Comm | 5625 | PJM Interconnection, LLC | PJM | RFC | RFCE | RFC East | PJM | 24 | 041 | Talbot | 38.7786 | -76.0769 | 0 |  | DFO | OIL |  | 0 | 33.6 | 1 | [6 empty] | 6466.001 | 2509.002 | 6466.001 | 2509.002 | -1085 | -421.317 | 10.353 | 4.015 | 0.938 | 528.031 | 42.765 | 8.553 | 529.806 | -- | 0 | 0 | 0 | 0 | 0 | 0 | 0 | -- | 3.202 | 3.2 | 0.29 | 163.325 | -- | 0 | 0 | 0 | 0 | 0 | 0 | -- | 10.353 | 4.015 | 0.938 | 528.031 | 42.765 | 8.553 | -- | 6466.001 | 2509.002 | 6466.001 | 2509.002 | EIA | EIA | EIA | EIA | EIA | EIA | n/a | EIA | EIA | -5959.4479 | 0 | -1085 | 0 | 0 | 0 | 0 | 0 | 0 | 0 | 0 | 0 | -1085 | 0 | 0 | -1085 | 0
106 | AK | S W Bailey | 85 | Ketchikan Public Utilities | 10210 | Ketchikan Public Utilities | 10210 | Alaska Miscellaneous | NA | ASCC | AKMS | ASCC Miscellaneous |  | 02 | 130 | Ketchikan Gateway | 55.3574 | -131.697 | 0 |  | DFO | OIL |  | 0 | 25.9 | 1 | [6 empty] | 7757 | 2503 | 7757 | 2503 | -1111 | -358.582 | 12.422 | 4.007 | 1.124 | 633.458 | 51.304 | 10.261 | 635.587 | -- | 0 | 0 | 0 | 0 | 0 | 0 | 0 | -- | 3.203 | 3.202 | 0.29 | 163.326 | -- | 0 | 0 | 0 | 0 | 0 | 0 | -- | 12.422 | 4.007 | 1.124 | 633.458 | 51.304 | 10.261 | -- | 7757 | 2503 | 7757 | 2503 | EIA | EIA | EIA | EIA | EIA | EIA | n/a | EIA | EIA | -6981.9982 | 0 | -1111 | 0 | 0 | 0 | 0 | 0 | 0 | 0 | 0 | 0 | -1111 | 0 | 0 | -1111 | 0
3793 | KY | William C. Dale | 1385 | East Kentucky Power Coop, Inc | 5580 | East Kentucky Power Coop, Inc | 5580 | PJM Interconnection, LLC | PJM | SERC | SRTV | SERC Tennessee Valley | PJM | 21 | 049 | Clark | 37.8806 | -84.2619 | 4 | 2 | BIT | COAL |  | 0 | 216 | 1 | [10 empty] | -1151 | 0 | [7 empty] | -- | 0 |  | 0 | 0 | 0 | 0 | 0 | -- |  |  |  |  | -- | 0 |  | 0 | 0 | 0 | 0 | -- | [6 empty] | -- | [10 empty] | n/a |  |  |  | -1143.887 | -7.113 | 0 | 0 | 0 | 0 | 0 | 0 | 0 | 0 | 0 | -1151 | 0 | 0 | -1151 | 0
6263 | NE | North Denver | 2244 | City of Hastings - (NE) | 8245 | City of Hastings - (NE) | 8245 | Southwest Power Pool | SWPP | MRO | MROW | MRO West |  | 31 | 001 | Adams | 40.5988 | -98.3886 | 2 | 2 | NG | GAS |  | 0 | 39 | 1 | [6 empty] | 5563.903 | 5551.836 | 5563.903 | 5551.836 | -1313 | -317 | 0.439 | 0.438 | 0.008 | 325.18 | 12.267 | 1.227 | 325.499 | -- | 0 | 0 | 0 | 0 | 0 | 0 | 0 | -- | 0.158 | 0.158 | 0.003 | 116.889 | -- | 0 | 0 | 0 | 0 | 0 | 0 | -- | 0.439 | 0.438 | 0.008 | 325.18 | 12.267 | 1.227 | -- | 5563.903 | 5551.836 | 5563.903 | 5551.836 | EIA | EIA | EIA | EIA | EIA | EIA | n/a | EIA | EIA | -4237.5499 | 0 | 0 | -1313 | 0 | 0 | 0 | 0 | 0 | 0 | 0 | 0 | -1313 | 0 | 0 | -1313 | 0
4954 | MN | New Prague | 1999 | New Prague Utilities Comm | 13480 | New Prague Utilities Comm | 13480 | Midcontinent Independent Transmission System Operator, Inc.. | MISO | MRO | MROW | MRO West | MISO | 27 | 079 | Le Sueur | 44.5431 | -93.5731 | 0 |  | NG | GAS |  | 0 | 18.3 | 1 | [6 empty] | 16195 | 8084.999 | 16195 | 8084.999 | -1324.999 | -661.152 | 18.257 | 9.256 | 0.457 | 946.51 | 48.949 | 6.882 | 948.091 | -- | 0 | 0 | 0 | 0 | 0 | 0 | 0 | -- | 2.255 | 2.29 | 0.056 | 116.889 | -- | 0 | 0 | 0 | 0 | 0 | 0 | -- | 18.257 | 9.256 | 0.457 | 946.51 | 48.949 | 6.882 | -- | 16195 | 8084.999 | 16195 | 8084.999 | EIA | EIA | EIA | EIA | EIA | EIA | n/a | EIA | EIA | -12222.6415 | 0 | -245.767 | -1079.233 | 0 | 0 | 0 | 0 | 0 | 0 | 0 | 0 | -1325 | 0 | 0 | -1325 | 0
4252 | MD | AES Warrior Run Energy Storage Project | 59949 | The Potomac Edison Company | 15263 | AES Tait LLC | 59712 | PJM Interconnection, LLC | PJM | RFC | RFCW | RFC West | PJM | 24 | 001 | Allegany | 39.5931 | -78.7453 | 0 |  | MWH | OTHF |  | 0 | 11 | [7 empty] | 0 | 0 | 0 | 0 | -1332 | -612.803 |  |  |  | 0 | 0 | 0 | 0 | -- | 0 | 0 | 0 | 0 | 0 | 0 | 0 | -- |  |  |  |  | -- | 0 |  | 0 | 0 | 0 | 0 | -- |  |  |  | 0 | 0 | 0 | -- | 0 | 0 | 0 | 0 |  |  |  | EIA | EIA | EIA | n/a | EIA | EIA |  | 0 | 0 | 0 | 0 | 0 | 0 | 0 | 0 | 0 | 0 | -1332 | -1332 | 0 | 0 | -1332 | 0
1843 | CA | Vaca Dixon Battery Storage System | 59256 | Pacific Gas & Electric Co | 14328 | Pacific Gas & Electric Co | 14328 | California Independent System Operator | CISO | WECC | CAMX | WECC California | CAISO | 06 | 095 | Solano | 38.3933 | -121.9278 | 0 |  | MWH | OTHF |  | 0 | 2 | [7 empty] | 0 | 0 | 0 | 0 | -1413 | -627.871 |  |  |  | 0 | 0 | 0 | 0 | -- | 0 | 0 | 0 | 0 | 0 | 0 | 0 | -- |  |  |  |  | -- | 0 |  | 0 | 0 | 0 | 0 | -- |  |  |  | 0 | 0 | 0 | -- | 0 | 0 | 0 | 0 |  |  |  | EIA | EIA | EIA | n/a | EIA | EIA |  | 0 | 0 | 0 | 0 | 0 | 0 | 0 | 0 | 0 | 0 | -1413 | -1413 | 0 | 0 | -1413 | 0
8024 | PA | Titus | 3115 | Metropolitan Edison Co | 12390 | NRG REMA LLC | 17235 | PJM Interconnection, LLC | PJM | RFC | RFCE | RFC East | PJM | 42 | 011 | Berks | 40.3056 | -75.9081 | 3 | 3 | DFO | OIL |  | 0 | 261 | 1 | [6 empty] | 2447 | 827 | 2447 | 827 | -1466 | -415 | 1.066 | 0.354 | 0.618 | 199.83 | 16.184 | 3.237 | 200.502 | -- | 0 | 0 | 0 | 0 | 0 | 0 | 0 | -- | 0.871 | 0.856 | 0.505 | 163.327 | -- | 0 | 0 | 0 | 0 | 0 | 0 | -- | 1.066 | 0.354 | 0.618 | 199.83 | 16.184 | 3.237 | -- | 2447 | 827 | 2447 | 827 | EIA | EIA | EIA | EIA | EIA | EIA | n/a | EIA | EIA | -1669.1678 | 0 | -1466 | 0 | 0 | 0 | 0 | 0 | 0 | 0 | 0 | 0 | -1466 | 0 | 0 | -1466 | 0
3641 | KS | Goodland | 1280 | Sunflower Electric Power Corp | 18315 | City of Goodland - (KS) | 7374 | Southwest Power Pool | SWPP | SPP | SPNO | SPP North |  | 20 | 181 | Sherman | 39.3416 | -101.7052 | 0 |  | NG | GAS |  | 0 | 18.7 | 1 | [6 empty] | 9963.001 | 5987 | 9963.001 | 5987 | -1524.001 | -915.333 | 13.029 | 7.701 | 0.307 | 590.943 | 30.88 | 4.425 | 591.953 | -- | 0 | 0 | 0 | 0 | 0 | 0 | 0 | -- | 2.615 | 2.573 | 0.062 | 118.628 | -- | 0 | 0 | 0 | 0 | 0 | 0 | -- | 13.029 | 7.701 | 0.307 | 590.943 | 30.88 | 4.425 | -- | 9963.001 | 5987 | 9963.001 | 5987 | EIA | EIA | EIA | EIA | EIA | EIA | n/a | EIA | EIA | -6537.4022 | 0 | -309.203 | -1214.797 | 0 | 0 | 0 | 0 | 0 | 0 | 0 | 0 | -1524 | 0 | 0 | -1524 | 0
2597 | GA | Mitchell (GA) | 727 | Georgia Power Co | 7140 | Georgia Power Co | 7140 | Southern Company Services, Inc. - Trans | SOCO | SERC | SRSO | SERC South |  | 13 | 095 | Dougherty | 31.4447 | -84.1347 | 1 | 1 | DFO | OIL |  | 0 | 343.6 | 1 | [10 empty] | -1549 | -750 | [7 empty] | -- | 0 | 0 | 0 | 0 | 0 | 0 | 0 | -- |  |  |  |  | -- | 0 |  | 0 | 0 | 0 | 0 | -- | [6 empty] | -- | [10 empty] | n/a |  |  |  | -1412.945 | -136.055 | 0 | 0 | 0 | 0 | 0 | 0 | 0 | 0 | 0 | -1549 | 0 | 0 | -1549 | 0
13 | AK | Battery Energy Storage System | 57583 | Golden Valley Elec Assn Inc | 7353 | Golden Valley Elec Assn Inc | 7353 | Alaska Miscellaneous | NA | ASCC | AKGD | ASCC Alaska Grid |  | 02 | 090 | Fairbanks North Star | 64.8167 | -147.725 | 0 |  | MWH | OTHF |  | 0 | 40 | [7 empty] | 0 | 0 | 0 | 0 | -2392 | -1030.634 |  |  |  | 0 | 0 | 0 | 0 | -- | 0 | 0 | 0 | 0 | 0 | 0 | 0 | -- |  |  |  |  | -- | 0 |  | 0 | 0 | 0 | 0 | -- |  |  |  | 0 | 0 | 0 | -- | 0 | 0 | 0 | 0 |  |  |  | EIA | EIA | EIA | n/a | EIA | EIA |  | 0 | 0 | 0 | 0 | 0 | 0 | 0 | 0 | 0 | 0 | -2392 | -2392 | 0 | 0 | -2392 | 0
1955 | CA | Yerba Buena | 59257 | Pacific Gas & Electric Co | 14328 | Pacific Gas & Electric Co | 14328 | California Independent System Operator | CISO | WECC | CAMX | WECC California | CAISO | 06 | 085 | Santa Clara | 37.3058 | -121.755 | 0 |  | MWH | OTHF |  | 0 | 4 | [7 empty] | 0 | 0 | 0 | 0 | -2611 | -1160.209 |  |  |  | 0 | 0 | 0 | 0 | -- | 0 | 0 | 0 | 0 | 0 | 0 | 0 | -- |  |  |  |  | -- | 0 |  | 0 | 0 | 0 | 0 | -- |  |  |  | 0 | 0 | 0 | -- | 0 | 0 | 0 | 0 |  |  |  | EIA | EIA | EIA | n/a | EIA | EIA |  | 0 | 0 | 0 | 0 | 0 | 0 | 0 | 0 | 0 | 0 | -2611 | -2611 | 0 | 0 | -2611 | 0
7382 | OH | Hamilton Municipal Power Plant | 2917 | City of Hamilton - (OH) | 7977 | City of Hamilton - (OH) | 7977 | PJM Interconnection, LLC | PJM | RFC | RFCW | RFC West | PJM | 39 | 017 | Butler | 39.4098 | -84.5543 | 9 | 1 | NG | GAS |  | 0 | 138.1 | 1 |  | Yes | 0 |  | 1 | [5 empty] | -2792 | -988 | [7 empty] | -- | 0 | 0 | 0 | 0 | 0 | 0 | 0 | -- |  |  |  |  | -- | 0 |  | 0 | 0 | 0 | 0 | -- | [6 empty] | -- | [10 empty] | n/a |  |  |  | -1991.5 | 0 | -800.5 | 0 | 0 | 0 | 0 | 0 | 0 | 0 | 0 | -2792 | 0 | 0 | -2792 | 0
7485 | OH | West Lorain | 2869 | American Transmission Systems Inc | 56162 | FirstEnergy Generation Corp | 6526 | PJM Interconnection, LLC | PJM | RFC | RFCW | RFC West | PJM | 39 | 093 | Lorain | 41.4294 | -82.2644 | 0 |  | DFO | OIL |  | 0 | 555.6 | 1 | [6 empty] | 92095.747 | 71402.829 | 92095.747 | 71402.829 | -3380.001 | 806.999 | 13.994 | 10.48 | 1.888 | 7491.338 | 424.082 | 84.816 | 7508.937 | -- | 0 | 25.973 | 0 | 0 | 0 | 0 | 0 | -- | 0.304 | 0.294 | 0.041 | 162.686 | -- | 0 | 25.973 | 0 | 0 | 0 | 0 | -- | 13.994 | 10.48 | 1.888 | 7491.338 | 424.082 | 84.816 | -- | 92095.747 | 71402.829 | 92095.747 | 71402.829 | EPA/CAMD | EPA/CAMD | EPA/CAMD | EPA/CAMD; EIA | EIA | EIA | n/a | EPA/CAMD | EPA/CAMD | -27247.2624 | 0 | -3380 | 0 | 0 | 0 | 0 | 0 | 0 | 0 | 0 | 0 | -3380 | 0 | 0 | -3380 | 0
3283 | IL | Jake Energy Storage Center | 59960 | Commonwealth Edison Co | 4110 | Joliet Battery Storage LLC | 59717 | PJM Interconnection, LLC | PJM | RFC | RFCW | RFC West | PJM | 17 | 197 | Will | 41.4887 | -88.1088 | 0 |  | MWH | OTHF |  | 0 | 19.8 | [7 empty] | 0 | 0 | 0 | 0 | -3410 | -1479.465 |  |  |  | 0 | 0 | 0 | 0 | -- | 0 | 0 | 0 | 0 | 0 | 0 | 0 | -- |  |  |  |  | -- | 0 |  | 0 | 0 | 0 | 0 | -- |  |  |  | 0 | 0 | 0 | -- | 0 | 0 | 0 | 0 |  |  |  | EIA | EIA | EIA | n/a | EIA | EIA |  | 0 | 0 | 0 | 0 | 0 | 0 | 0 | 0 | 0 | 0 | -3410 | -3410 | 0 | 0 | -3410 | 0
3235 | IL | Elwood Energy Storage Center | 59959 | Commonwealth Edison Co | 4110 | West Chicago Battery Storage LLC | 59718 | PJM Interconnection, LLC | PJM | RFC | RFCW | RFC West | PJM | 17 | 043 | DuPage | 41.8969 | -88.2227 | 0 |  | MWH | OTHF |  | 0 | 19.8 | [7 empty] | 0 | 0 | 0 | 0 | -3964 | -1719.823 |  |  |  | 0 | 0 | 0 | 0 | -- | 0 | 0 | 0 | 0 | 0 | 0 | 0 | -- |  |  |  |  | -- | 0 |  | 0 | 0 | 0 | 0 | -- |  |  |  | 0 | 0 | 0 | -- | 0 | 0 | 0 | 0 |  |  |  | EIA | EIA | EIA | n/a | EIA | EIA |  | 0 | 0 | 0 | 0 | 0 | 0 | 0 | 0 | 0 | 0 | -3964 | -3964 | 0 | 0 | -3964 | 0
2973 | IA | Sutherland | 1077 | ITC Midwest LLC | 56161 | Interstate Power and Light Co | 9417 | Midcontinent Independent Transmission System Operator, Inc.. | MISO | MRO | MROW | MRO West | MISO | 19 | 127 | Marshall | 42.0473 | -92.8594 | 3 | 2 | NG | GAS |  | 0 | 156.6 | 1 | [6 empty] | 77653.68 | 29100.726 | 77653.68 | 29100.726 | -4274 | -2170 | 6.839 | 2.666 | 0.304 | 4602.7 | 156.793 | 15.679 | 4606.777 | -- | 0 | 0 | 0 | 0 | 0 | 0 | 0 | -- | 0.176 | 0.183 | 0.008 | 118.544 | -- | 0 | 0 | 0 | 0 | 0 | 0 | -- | 6.839 | 2.666 | 0.304 | 4602.7 | 156.793 | 15.679 | -- | 77653.68 | 29100.726 | 77653.68 | 29100.726 | EPA/CAMD | EPA/CAMD | EPA/CAMD | EPA/CAMD | EIA | EIA | n/a | EPA/CAMD | EPA/CAMD | -18168.8535 | 0 | 0 | -4274 | 0 | 0 | 0 | 0 | 0 | 0 | 0 | 0 | -4274 | 0 | 0 | -4274 | 0
7298 | OH | AES ES Tait | 58826 | Dayton Power & Light Co | 4922 | AES Energy Storage | 58702 | PJM Interconnection, LLC | PJM | RFC | RFCW | RFC West | PJM | 39 | 113 | Montgomery | 39.7286 | -84.2083 | 0 |  | MWH | OTHF |  | 0 | 20 | [7 empty] | 0 | 0 | 0 | 0 | -4427 | -1905.994 |  |  |  | 0 | 0 | 0 | 0 | -- | 0 | 0 | 0 | 0 | 0 | 0 | 0 | -- |  |  |  |  | -- | 0 |  | 0 | 0 | 0 | 0 | -- |  |  |  | 0 | 0 | 0 | -- | 0 | 0 | 0 | 0 |  |  |  | EIA | EIA | EIA | n/a | EIA | EIA |  | 0 | 0 | 0 | 0 | 0 | 0 | 0 | 0 | 0 | 0 | -4427 | -4427 | 0 | 0 | -4427 | 0
7793 | PA | AES ADA Energy Storage Array | 60811 | PECO Energy Co | 14940 | AES Energy Storage | 58702 | PJM Interconnection, LLC | PJM | RFC | RFCE | RFC East | PJM | 42 | 091 | Montgomery | 40.1218 | -75.4172 | 0 |  | MWH | OTHF |  | 0 | 2 | [7 empty] | 0 | 0 | 0 | 0 | -5046 | -2084.911 |  |  |  | 0 | 0 | 0 | 0 | -- | 0 | 0 | 0 | 0 | 0 | 0 | 0 | -- |  |  |  |  | -- | 0 |  | 0 | 0 | 0 | 0 | -- |  |  |  | 0 | 0 | 0 | -- | 0 | 0 | 0 | 0 |  |  |  | EIA | EIA | EIA | n/a | EIA | EIA |  | 0 | 0 | 0 | 0 | 0 | 0 | 0 | 0 | 0 | 0 | -5046 | -5046 | 0 | 0 | -5046 | 0
3257 | IL | Grand Ridge Battery Projects | 59957 | Commonwealth Edison Co | 4110 | Invenergy Services LLC | 49893 | PJM Interconnection, LLC | PJM | RFC | RFCW | RFC West | PJM | 17 | 099 | LaSalle | 41.2269 | -88.6836 | 0 |  | MWH | OTHF |  | 0 | 33 | [7 empty] | 0 | 0 | 0 | 0 | -5076 | -2274 |  |  |  | 0 | 0 | 0 | 0 | -- | 0 | 0 | 0 | 0 | 0 | 0 | 0 | -- |  |  |  |  | -- | 0 |  | 0 | 0 | 0 | 0 | -- |  |  |  | 0 | 0 | 0 | -- | 0 | 0 | 0 | 0 |  |  |  | EIA | EIA | EIA | n/a | EIA | EIA |  | 0 | 0 | 0 | 0 | 0 | 0 | 0 | 0 | 0 | 0 | -5076 | -5076 | 0 | 0 | -5076 | 0
9593 | WV | Beech Ridge Energy Storage | 60390 | Monongahela Power Co | 12796 | Invenergy Services LLC | 49893 | PJM Interconnection, LLC | PJM | RFC | RFCW | RFC West | PJM | 54 | 025 | Greenbrier | 38.0878 | -80.4925 | 0 |  | MWH | OTHF |  | 0 | 31.5 | [7 empty] | 0 | 0 | 0 | 0 | -5189 | -1973.889 |  |  |  | 0 | 0 | 0 | 0 | -- | 0 | 0 | 0 | 0 | 0 | 0 | 0 | -- |  |  |  |  | -- | 0 |  | 0 | 0 | 0 | 0 | -- |  |  |  | 0 | 0 | 0 | -- | 0 | 0 | 0 | 0 |  |  |  | EIA | EIA | EIA | n/a | EIA | EIA |  | 0 | 0 | 0 | 0 | 0 | 0 | 0 | 0 | 0 | 0 | -5189 | -5189 | 0 | 0 | -5189 | 0
2905 | IA | Milton L Kapp | 1048 | ITC Midwest LLC | 56161 | Interstate Power and Light Co | 9417 | Midcontinent Independent Transmission System Operator, Inc.. | MISO | MRO | MROW | MRO West | MISO | 19 | 045 | Clinton | 41.8081 | -90.2336 | 2 | 1 | NG | GAS |  | 0 | 237.3 | 1 | [6 empty] | 203046.714 | 168352.628 | 203046.714 | 168352.628 | -6271 | 3628 | 11.271 | 9.202 | 0.036 | 12039.7 | 399.361 | 39.936 | 12050.083 | -- | 0 | 5.073 | 0 | 0 | 0 | 0 | 0 | -- | 0.111 | 0.109 | 0 | 118.59 | -- | 0 | 5.073 | 0 | 0 | 0 | 0 | -- | 11.271 | 9.202 | 0.036 | 12039.7 | 399.361 | 39.936 | -- | 203046.714 | 168352.628 | 203046.714 | 168352.628 | EPA/CAMD | EPA/CAMD | EPA/CAMD | EPA/CAMD | EIA | EIA | n/a | EPA/CAMD | EPA/CAMD | -32378.6819 | 0 | 0 | -6271 | 0 | 0 | 0 | 0 | 0 | 0 | 0 | 0 | -6271 | 0 | 0 | -6271 | 0
1123 | CA | Lake Hodges Hydroelectric Facility | 57729 | San Diego Gas & Electric Co | 16609 | San Diego County Water Auth | 27075 | California Independent System Operator | CISO | WECC | CAMX | WECC California | CAISO | 06 | 073 | San Diego | 33.0586 | -117.1194 | 0 |  | WAT | HYDRO |  | 0 | 42 | [6 empty] | Yes |  |  | 0 | 0 | -10376 | -4126 |  |  |  | 0 | 0 | 0 | 0 | -- | 0 | 0 | 0 | 0 | 0 | 0 | 0 | -- |  |  |  |  | -- | [6 empty] | -- |  |  |  | 0 | 0 | 0 | -- | 0 | 0 | 0 | 0 |  |  |  | EIA | EIA | EIA | n/a | EIA | EIA |  | 0 | 0 | 0 | 0 | -10376 | 0 | 0 | 0 | 0 | 0 | 0 | 0 | -10376 | 0 | 0 | -10376
3782 | KY | Robert Reid | 1383 | Big Rivers Electric Corp | 1692 | Big Rivers Electric Corp | 1692 | Midcontinent Independent Transmission System Operator, Inc.. | MISO | SERC | SRTV | SERC Tennessee Valley | MISO | 21 | 233 | Webster | 37.6461 | -87.5019 | 1 | 1 | OG | OFSL |  | 0 | 194.8 | 1 | [6 empty] | 81322 | 54726 | 81322 | 54726 | -13640 | -5259 | 28.464 | 19.155 | 2.44 | 4752.864 | 312.054 | 46.057 | 4763.279 | -- | 0 | 0 | 0 | 0 | 0 | 0 | 0 | -- | 0.7 | 0.7 | 0.06 | 116.89 | -- | 0 | 0 | 0 | 0 | 0 | 0 | -- | 28.464 | 19.155 | 2.44 | 4752.864 | 312.054 | 46.057 | -- | 81322 | 54726 | 81322 | 54726 | EPA/CAMD | EPA/CAMD | EPA/CAMD | EIA | EIA | EIA | n/a | EPA/CAMD | EPA/CAMD | -5962.0235 | 0 | -17179.47 | 3539.47 | 0 | 0 | 0 | 0 | 0 | 0 | 0 | 0 | -13640 | 0 | 0 | -13640 | 0 | 0 | 0 | 100 | 0 | 0 | 0 | 0 | 0 | 0 | 0 | 0 | 100 | 0 | 0 | 100 | 0
9106 | VA | Smith Mountain | 3780 | Appalachian Power Co | 733 | Appalachian Power Co | 733 | PJM Interconnection, LLC | PJM | RFC | RFCW | RFC West | PJM | 51 | 143 | Pittsylvania | 37.0413 | -79.5356 | 0 |  | WAT | HYDRO |  | 0 | 547.5 | [6 empty] | Yes |  |  | 3320760 | 1678932 | -34315 | -57429.001 |  |  |  | 0 | 0 | 0 | 0 | -- | 0 | 0 | 0 | 0 | 0 | 0 | 0 | -- |  |  |  |  | -- | [6 empty] | -- |  |  |  | 0 | 0 | 0 | -- | 0 | 0 | 3320760 | 1678932 |  |  |  | EIA | EIA | EIA | n/a | EIA | EIA |  | 0 | 0 | 0 | 0 | -34315 | 0 | 0 | 0 | 0 | 0 | 0 | 0 | -34315 | 0 | 0 | -34315
2722 | HI | KRS I Anahola Solar | 58639 | Kauai Island Utility Cooperative | 10071 | Kauai Island Utility Cooperative | 10071 | Hawaii Miscellaneous | NA | HICC | HIMS | HICC Miscellaneous |  | 15 | 007 | Kauai | 22.1317 | -159.3031 | 0 |  | SUN | SOLAR |  | 0 | 18 | [7 empty] | 0 | 0 | 195174 | 99153 | -41889 | -16417.544 |  |  |  | 0 | 0 | 0 | 0 | -- | 0 | 0 | 0 | 0 | 0 | 0 | 0 | -- |  |  |  |  | -- | 0 |  | 0 | 0 | 0 | 0 | -- |  |  |  | 0 | 0 | 0 | -- | 0 | 0 | 195174 | 99153 |  |  |  | EIA | EIA | EIA | n/a | EIA | EIA |  | 0 | 0 | 0 | 0 | 0 | 0 | 0 | 21141 | 0 | 0 | -63030 | -63030 | 21141 | 21141 | -63030 | 21141 | 0 | 0 | 0 | 0 | 0 | 0 | 0 | 100 | 0 | 0 | 0 | 0 | 100 | 100 | 0 | 100
2664 | GA | Wallace Dam | 6087 | Georgia Power Co | 7140 | Georgia Power Co | 7140 | Southern Company Services, Inc. - Trans | SOCO | SERC | SRSO | SERC South |  | 13 | 141 | Hancock | 33.3498 | -83.1574 | 0 |  | WAT | HYDRO |  | 0 | 321.2 | [6 empty] | Yes |  |  | 593240 | 38996 | -49295 | -59300 |  |  |  | 0 | 0 | 0 | 0 | -- | 0 | 0 | 0 | 0 | 0 | 0 | 0 | -- |  |  |  |  | -- | [6 empty] | -- |  |  |  | 0 | 0 | 0 | -- | 0 | 0 | 593240 | 38996 |  |  |  | EIA | EIA | EIA | n/a | EIA | EIA |  | 0 | 0 | 0 | 0 | -49295 | 0 | 0 | 0 | 0 | 0 | 0 | 0 | -49295 | 0 | 0 | -49295
1337 | CA | ONeill | 446 | WAPA-- Western Area Power Administration | 27000 | U S Bureau of Reclamation | 2518 | Western Area Power Administration - Desert Southwest Region | WALC | WECC | CAMX | WECC California |  | 06 | 047 | Merced | 37.0987 | -121.0477 | 0 |  | WAT | HYDRO |  | 0 | 25.2 | [6 empty] | Yes |  |  | 0 | 0 | -50859 | -184.998 |  |  |  | 0 | 0 | 0 | 0 | -- | 0 | 0 | 0 | 0 | 0 | 0 | 0 | -- |  |  |  |  | -- | [6 empty] | -- |  |  |  | 0 | 0 | 0 | -- | 0 | 0 | 0 | 0 |  |  |  | EIA | EIA | EIA | n/a | EIA | EIA |  | 0 | 0 | 0 | 0 | -50859 | 0 | 0 | 0 | 0 | 0 | 0 | 0 | -50859 | 0 | 0 | -50859
7480 | OH | Walter C Beckjord | 2830 | Duke Energy Ohio Inc | 3542 | Duke Energy Ohio Inc | 3542 | PJM Interconnection, LLC | PJM | RFC | RFCW | RFC West | PJM | 39 | 025 | Clermont | 38.9917 | -84.2981 | 6 | 6 | MWH | OTHF |  | 0 | 1436.9 | [7 empty] | 0 | 0 | 0 | 0 | -53992 | -23245.616 |  |  |  | 0 | 0 | 0 | 0 | -- | 0 | 0 | 0 | 0 | 0 | 0 | 0 | -- |  |  |  |  | -- | 0 |  | 0 | 0 | 0 | 0 | -- |  |  |  | 0 | 0 | 0 | -- | 0 | 0 | 0 | 0 |  |  |  | EIA | EIA | EIA | n/a | EIA | EIA | 0 | 0 | 0 | 0 | 0 | 0 | 0 | 0 | 0 | 0 | 0 | -53992 | -53992 | 0 | 0 | -53992 | 0
2069 | CO | Mount Elbert | 6208 | WAPA-- Western Area Power Administration | 27000 | U S Bureau of Reclamation | 2518 | Western Area Power Administration - Rocky Mountain Region | WACM | WECC | RMPA | WECC Rockies |  | 08 | 065 | Lake | 39.0942 | -106.3523 | 0 |  | WAT | HYDRO |  | 0 | 200 | [6 empty] | Yes |  |  | 0 | 0 | -80734 | -42723 |  |  |  | 0 | 0 | 0 | 0 | -- | 0 | 0 | 0 | 0 | 0 | 0 | 0 | -- |  |  |  |  | -- | [6 empty] | -- |  |  |  | 0 | 0 | 0 | -- | 0 | 0 | 0 | 0 |  |  |  | EIA | EIA | EIA | n/a | EIA | EIA |  | 0 | 0 | 0 | 0 | -80734 | 0 | 0 | 0 | 0 | 0 | 0 | 0 | -80734 | 0 | 0 | -80734
7580 | OK | Salina | 2982 | Grand River Dam Authority | 7490 | Grand River Dam Authority | 7490 | Southwest Power Pool | SWPP | SPP | SPSO | SPP South |  | 40 | 097 | Mayes | 36.2647 | -95.1036 | 0 |  | WAT | HYDRO |  | 0 | 259.2 | [6 empty] | Yes |  |  | 0 | 0 | -87429 | -44452.998 |  |  |  | 0 | 0 | 0 | 0 | -- | 0 | 0 | 0 | 0 | 0 | 0 | 0 | -- |  |  |  |  | -- | [6 empty] | -- |  |  |  | 0 | 0 | 0 | -- | 0 | 0 | 0 | 0 |  |  |  | EIA | EIA | EIA | n/a | EIA | EIA |  | 0 | 0 | 0 | 0 | -87429 | 0 | 0 | 0 | 0 | 0 | 0 | 0 | -87429 | 0 | 0 | -87429
6260 | NE | Nebraska City # 1 | 2255 | Omaha Public Power District | 14127 | City of Nebraska City | 13334 | Southwest Power Pool | SWPP | MRO | MROW | MRO West |  | 31 | 131 | Otoe | 40.6806 | -95.8475 | 0 |  | NG | GAS |  | 0 | 26.1 | 1 | [6 empty] | 1101 | 689 | 1101 | 689 | -104467.001 | -65761.688 | 1.598 | 0.998 | 0.037 | 65.817 | 3.56 | 0.526 | 65.936 | -- | 0 | 0 | 0 | 0 | 0 | 0 | 0 | -- | 2.903 | 2.897 | 0.067 | 119.559 | -- | 0 | 0 | 0 | 0 | 0 | 0 | -- | 1.598 | 0.998 | 0.037 | 65.817 | 3.56 | 0.526 | -- | 1101 | 689 | 1101 | 689 | EIA | EIA | EIA | EIA | EIA | EIA | n/a | EIA | EIA | -10.5392 | 0 | -24093.12 | -80373.88 | 0 | 0 | 0 | 0 | 0 | 0 | 0 | 0 | -104467 | 0 | 0 | -104467 | 0
4570 | MI | Graphic Packaging International, Inc. | 10698 | Consumers Energy Co | 4254 | Graphic Packaging Corp | 7475 | Midcontinent Independent Transmission System Operator, Inc.. | MISO | RFC | RFCM | RFC Michigan | MISO | 26 | 077 | Kalamazoo | 42.3068 | -85.579 | 3 |  | NG | GAS |  | 0 | 11.8 | 1 |  | Yes | 1696604 | -0.257 | 0 |  | 0 | 0 | 0 | 0 | -127507 | -70544.89 | 0 | 0 | 0 | 0 | 0 | 0 | 0 | -- | 0 | 0 | 0 | 0 | 0 | 0 | 0 | -- |  |  |  |  | -- | 0 | 0 | 0 | 0 | 0 | 0 | -- | 183.088 | 27.007 | 0.643 | 26185.94 | 4831.018 | 483.102 | -- | 448047.75 | 448047.75 | 448047.75 | 448047.75 | EPA/CAMD; EIA | EPA/CAMD | EIA | EIA | EIA | EIA | n/a | EPA/CAMD; EIA | EPA/CAMD | 0 | 0 | 0 | -127507 | 0 | 0 | 0 | 0 | 0 | 0 | 0 | 0 | -127507 | 0 | 0 | -127507 | 0
3923 | MA | Bear Swamp | 8005 | Public Service Co of NH | 15472 | Bear Swamp Power Company LLC | 54765 | ISO New England Inc. | ISNE | NPCC | NEWE | NPCC New England | ISONE | 25 | 003 | Berkshire | 42.6839 | -72.9599 | 0 |  | WAT | HYDRO |  | 0 | 600 | [6 empty] | Yes |  |  | 0 | 0 | -151394 | -69773 |  |  |  | 0 | 0 | 0 | 0 | -- | 0 | 0 | 0 | 0 | 0 | 0 | 0 | -- |  |  |  |  | -- | [6 empty] | -- |  |  |  | 0 | 0 | 0 | -- | 0 | 0 | 0 | 0 |  |  |  | EIA | EIA | EIA | n/a | EIA | EIA |  | 0 | 0 | 0 | 0 | -151394 | 0 | 0 | 0 | 0 | 0 | 0 | 0 | -151394 | 0 | 0 | -151394
5234 | MO | Taum Sauk | 2108 | Union Electric Co - (MO) | 19436 | Union Electric Co - (MO) | 19436 | Midcontinent Independent Transmission System Operator, Inc.. | MISO | SERC | SRMW | SERC Midwest | MISO | 29 | 179 | Reynolds | 37.5208 | -90.8347 | 0 |  | WAT | HYDRO |  | 0 | 408 | [6 empty] | Yes |  |  | 0 | 0 | -152879 | -81560 |  |  |  | 0 | 0 | 0 | 0 | -- | 0 | 0 | 0 | 0 | 0 | 0 | 0 | -- |  |  |  |  | -- | [6 empty] | -- |  |  |  | 0 | 0 | 0 | -- | 0 | 0 | 0 | 0 |  |  |  | EIA | EIA | EIA | n/a | EIA | EIA |  | 0 | 0 | 0 | 0 | -152879 | 0 | 0 | 0 | 0 | 0 | 0 | 0 | -152879 | 0 | 0 | -152879
1988 | CO | Cabin Creek | 467 | Public Service Co of Colorado | 15466 | Public Service Co of Colorado | 15466 | Public Service Company of Colorado | PSCO | WECC | RMPA | WECC Rockies |  | 08 | 019 | Clear Creek | 39.6551 | -105.7088 | 0 |  | WAT | HYDRO |  | 0 | 300 | [6 empty] | Yes |  |  | 0 | 0 | -179267 | -77278 |  |  |  | 0 | 0 | 0 | 0 | -- | 0 | 0 | 0 | 0 | 0 | 0 | 0 | -- |  |  |  |  | -- | [6 empty] | -- |  |  |  | 0 | 0 | 0 | -- | 0 | 0 | 0 | 0 |  |  |  | EIA | EIA | EIA | n/a | EIA | EIA |  | 0 | 0 | 0 | 0 | -179267 | 0 | 0 | 0 | 0 | 0 | 0 | 0 | -179267 | 0 | 0 | -179267
6894 | NY | Blenheim Gilboa | 2691 | New York Power Authority | 15296 | New York Power Authority | 15296 | New York Independent System Operator | NYIS | NPCC | NYUP | NPCC Upstate NY | NYISO | 36 | 095 | Schoharie | 42.4423 | -74.4479 | 0 |  | WAT | HYDRO |  | 0 | 1000 | [6 empty] | Yes |  |  | 0 | 0 | -186162 | -83070 |  |  |  | 0 | 0 | 0 | 0 | -- | 0 | 0 | 0 | 0 | 0 | 0 | 0 | -- |  |  |  |  | -- | [6 empty] | -- |  |  |  | 0 | 0 | 0 | -- | 0 | 0 | 0 | 0 |  |  |  | EIA | EIA | EIA | n/a | EIA | EIA |  | 0 | 0 | 0 | 0 | -186162 | 0 | 0 | 0 | 0 | 0 | 0 | 0 | -186162 | 0 | 0 | -186162
8124 | SC | Fairfield Pumped Storage | 6126 | South Carolina Electric&Gas Company | 17539 | South Carolina Electric&Gas Company | 17539 | South Carolina Electric & Gas Company | SCEG | SERC | SRVC | SERC Virginia/Carolina |  | 45 | 039 | Fairfield | 34.3061 | -81.3308 | 0 |  | WAT | HYDRO |  | 0 | 587.2 | [6 empty] | Yes |  |  | 0 | 0 | -197011 | -118342 |  |  |  | 0 | 0 | 0 | 0 | -- | 0 | 0 | 0 | 0 | 0 | 0 | 0 | -- |  |  |  |  | -- | [6 empty] | -- |  |  |  | 0 | 0 | 0 | -- | 0 | 0 | 0 | 0 |  |  |  | EIA | EIA | EIA | n/a | EIA | EIA |  | 0 | 0 | 0 | 0 | -197011 | 0 | 0 | 0 | 0 | 0 | 0 | 0 | -197011 | 0 | 0 | -197011
7863 | PA | FirstEnergy Seneca | 8225 | Pennsylvania Electric Co | 14711 | Seneca Generation LLC | 59524 | PJM Interconnection, LLC | PJM | RFC | RFCE | RFC East | PJM | 42 | 123 | Warren | 41.8389 | -79.0056 | 0 |  | WAT | HYDRO |  | 0 | 469 | [6 empty] | Yes |  |  | 0 | 0 | -200991.001 | -96201.001 |  |  |  | 0 | 0 | 0 | 0 | -- | 0 | 0 | 0 | 0 | 0 | 0 | 0 | -- |  |  |  |  | -- | [6 empty] | -- |  |  |  | 0 | 0 | 0 | -- | 0 | 0 | 0 | 0 |  |  |  | EIA | EIA | EIA | n/a | EIA | EIA |  | 0 | 0 | 0 | 0 | -200991 | 0 | 0 | 0 | 0 | 0 | 0 | 0 | -200991 | 0 | 0 | -200991
6640 | NJ | Yards Creek | 6522 | Jersey Central Power & Lt Co | 9726 | Jersey Central Power & Lt Co | 9726 | PJM Interconnection, LLC | PJM | RFC | RFCE | RFC East | PJM | 34 | 041 | Warren | 41.0006 | -75.0314 | 0 |  | WAT | HYDRO |  | 0 | 453 | [6 empty] | Yes |  |  | 0 | 0 | -204012.999 | -110202 |  |  |  | 0 | 0 | 0 | 0 | -- | 0 | 0 | 0 | 0 | 0 | 0 | 0 | -- |  |  |  |  | -- | [6 empty] | -- |  |  |  | 0 | 0 | 0 | -- | 0 | 0 | 0 | 0 |  |  |  | EIA | EIA | EIA | n/a | EIA | EIA |  | 0 | 0 | 0 | 0 | -204013 | 0 | 0 | 0 | 0 | 0 | 0 | 0 | -204013 | 0 | 0 | -204013
8142 | SC | Jocassee | 3262 | Duke Energy Carolinas, LLC | 5416 | Duke Energy Carolinas, LLC | 5416 | Duke Energy Carolinas | DUK | SERC | SRVC | SERC Virginia/Carolina |  | 45 | 077 | Pickens | 34.9594 | -82.9147 | 0 |  | WAT | HYDRO |  | 0 | 774 | [6 empty] | Yes |  |  | 0 | 0 | -206937 | -136542 |  |  |  | 0 | 0 | 0 | 0 | -- | 0 | 0 | 0 | 0 | 0 | 0 | 0 | -- |  |  |  |  | -- | [6 empty] | -- |  |  |  | 0 | 0 | 0 | -- | 0 | 0 | 0 | 0 |  |  |  | EIA | EIA | EIA | n/a | EIA | EIA |  | 0 | 0 | 0 | 0 | -206937 | 0 | 0 | 0 | 0 | 0 | 0 | 0 | -206937 | 0 | 0 | -206937
7069 | NY | Lewiston Niagara | 2692 | New York Power Authority | 15296 | New York Power Authority | 15296 | New York Independent System Operator | NYIS | NPCC | NYUP | NPCC Upstate NY | NYISO | 36 | 063 | Niagara | 43.143 | -79.022 | 0 |  | WAT | HYDRO |  | 0 | 240 | [6 empty] | Yes |  |  | 0 | 0 | -284769.996 | -144846.996 |  |  |  | 0 | 0 | 0 | 0 | -- | 0 | 0 | 0 | 0 | 0 | 0 | 0 | -- |  |  |  |  | -- | [6 empty] | -- |  |  |  | 0 | 0 | 0 | -- | 0 | 0 | 0 | 0 |  |  |  | EIA | EIA | EIA | n/a | EIA | EIA |  | 0 | 0 | 0 | 0 | -284770 | 0 | 0 | 0 | 0 | 0 | 0 | 0 | -284770 | 0 | 0 | -284770
1883 | CA | W R Gianelli | 448 | Pacific Gas & Electric Co | 14328 | California Dept. of Water Resources | 3255 | California Independent System Operator | CISO | WECC | CAMX | WECC California | CAISO | 06 | 047 | Merced | 37.0692 | -121.0772 | 0 |  | WAT | HYDRO |  | 0 | 424 | [6 empty] | Yes |  |  | 0 | 0 | -317173 | 44290 |  |  |  | 0 | 0 | 0 | 0 | -- | 0 |  | 0 | 0 | 0 | 0 | 0 | -- |  |  |  |  | -- | [6 empty] | -- |  |  |  | 0 | 0 | 0 | -- | 0 | 0 | 0 | 0 |  |  |  | EIA | EIA | EIA | n/a | EIA | EIA |  | 0 | 0 | 0 | 0 | -317173 | 0 | 0 | 0 | 0 | 0 | 0 | 0 | -317173 | 0 | 0 | -317173
4127 | MA | Northfield Mountain | 547 | Western Massachusetts Electric Company | 20455 | FirstLight Power Resources, Inc. - MA | 58185 | ISO New England Inc. | ISNE | NPCC | NEWE | NPCC New England | ISONE | 25 | 011 | Franklin | 42.6107 | -72.4716 | 0 |  | WAT | HYDRO |  | 0 | 940 | [6 empty] | Yes |  |  | 0 | 0 | -349056 | -135621 |  |  |  | 0 | 0 | 0 | 0 | -- | 0 | 0 | 0 | 0 | 0 | 0 | 0 | -- |  |  |  |  | -- | [6 empty] | -- |  |  |  | 0 | 0 | 0 | -- | 0 | 0 | 0 | 0 |  |  |  | EIA | EIA | EIA | n/a | EIA | EIA |  | 0 | 0 | 0 | 0 | -349056 | 0 | 0 | 0 | 0 | 0 | 0 | 0 | -349056 | 0 | 0 | -349056
7946 | PA | Muddy Run | 3164 | PECO Energy Co | 14940 | Exelon Power | 6035 | PJM Interconnection, LLC | PJM | RFC | RFCE | RFC East | PJM | 42 | 071 | Lancaster | 39.8076 | -76.2993 | 0 |  | WAT | HYDRO |  | 0 | 1072 | [6 empty] | Yes |  |  | 0 | 0 | -360845 | -161247 |  |  |  | 0 | 0 | 0 | 0 | -- | 0 | 0 | 0 | 0 | 0 | 0 | 0 | -- |  |  |  |  | -- | [6 empty] | -- |  |  |  | 0 | 0 | 0 | -- | 0 | 0 | 0 | 0 |  |  |  | EIA | EIA | EIA | n/a | EIA | EIA |  | 0 | 0 | 0 | 0 | -360845 | 0 | 0 | 0 | 0 | 0 | 0 | 0 | -360845 | 0 | 0 | -360845
2625 | GA | Rocky Mountain Hydroelectric Plant | 6189 | Georgia Transmission Corp | 7197 | Oglethorpe Power Corporation | 13994 | Southern Company Services, Inc. - Trans | SOCO | SERC | SRSO | SERC South |  | 13 | 115 | Floyd | 34.3555 | -85.3039 | 0 |  | WAT | HYDRO |  | 0 | 847.8 | [6 empty] | Yes |  |  | 0 | 0 | -489099 | -239465.001 |  |  |  | 0 | 0 | 0 | 0 | -- | 0 | 0 | 0 | 0 | 0 | 0 | 0 | -- |  |  |  |  | -- | [6 empty] | -- |  |  |  | 0 | 0 | 0 | -- | 0 | 0 | 0 | 0 |  |  |  | EIA | EIA | EIA | n/a | EIA | EIA |  | 0 | 0 | 0 | 0 | -489099 | 0 | 0 | 0 | 0 | 0 | 0 | 0 | -489099 | 0 | 0 | -489099
1015 | CA | Helms Pumped Storage | 6100 | Pacific Gas & Electric Co | 14328 | Pacific Gas & Electric Co | 14328 | California Independent System Operator | CISO | WECC | CAMX | WECC California | CAISO | 06 | 019 | Fresno | 37.0293 | -118.9683 | 0 |  | WAT | HYDRO |  | 0 | 1053 | [6 empty] | Yes |  |  | 0 | 0 | -498561.999 | -136484.001 |  |  |  | 0 | 0 | 0 | 0 | -- | 0 | 0 | 0 | 0 | 0 | 0 | 0 | -- |  |  |  |  | -- | [6 empty] | -- |  |  |  | 0 | 0 | 0 | -- | 0 | 0 | 0 | 0 |  |  |  | EIA | EIA | EIA | n/a | EIA | EIA |  | 0 | 0 | 0 | 0 | -498562 | 0 | 0 | 0 | 0 | 0 | 0 | 0 | -498562 | 0 | 0 | -498562
8088 | SC | Bad Creek | 7125 | Duke Energy Carolinas, LLC | 5416 | Duke Energy Carolinas, LLC | 5416 | Duke Energy Carolinas | DUK | SERC | SRVC | SERC Virginia/Carolina |  | 45 | 073 | Oconee | 35.0075 | -82.9975 | 0 |  | WAT | HYDRO |  | 0 | 1296 | [6 empty] | Yes |  |  | 0 | 0 | -572652 | -327124 |  |  |  | 0 | 0 | 0 | 0 | -- | 0 | 0 | 0 | 0 | 0 | 0 | 0 | -- |  |  |  |  | -- | [6 empty] | -- |  |  |  | 0 | 0 | 0 | -- | 0 | 0 | 0 | 0 |  |  |  | EIA | EIA | EIA | n/a | EIA | EIA |  | 0 | 0 | 0 | 0 | -572652 | 0 | 0 | 0 | 0 | 0 | 0 | 0 | -572652 | 0 | 0 | -572652
8305 | TN | Raccoon Mountain | 6151 | Tennessee Valley Authority | 18642 | Tennessee Valley Authority | 18642 | Tennessee Valley Authority | TVA | SERC | SRTV | SERC Tennessee Valley |  | 47 | 065 | Hamilton | 35.0558 | -85.3879 | 0 |  | WAT | HYDRO |  | 0 | 1713.6 | [6 empty] | Yes |  |  | 0 | 0 | -703946 | -379734 |  |  |  | 0 | 0 | 0 | 0 | -- | 0 | 0 | 0 | 0 | 0 | 0 | 0 | -- |  |  |  |  | -- | [6 empty] | -- |  |  |  | 0 | 0 | 0 | -- | 0 | 0 | 0 | 0 |  |  |  | EIA | EIA | EIA | n/a | EIA | EIA |  | 0 | 0 | 0 | 0 | -703946 | 0 | 0 | 0 | 0 | 0 | 0 | 0 | -703946 | 0 | 0 | -703946
4616 | MI | Ludington | 1713 | ITC Transmission | 56068 | Consumers Energy Co | 4254 | Midcontinent Independent Transmission System Operator, Inc.. | MISO | RFC | RFCM | RFC Michigan | MISO | 26 | 105 | Mason | 43.8942 | -86.4447 | 0 |  | WAT | HYDRO |  | 0 | 1978.8 | [6 empty] | Yes |  |  | 0 | 0 | -751650 | -441012 |  |  |  | 0 | 0 | 0 | 0 | -- | 0 | 0 | 0 | 0 | 0 | 0 | 0 | -- |  |  |  |  | -- | [6 empty] | -- |  |  |  | 0 | 0 | 0 | -- | 0 | 0 | 0 | 0 |  |  |  | EIA | EIA | EIA | n/a | EIA | EIA |  | 0 | 0 | 0 | 0 | -751650 | 0 | 0 | 0 | 0 | 0 | 0 | 0 | -751650 | 0 | 0 | -751650
8979 | VA | Bath County | 6167 | Virginia Electric & Power Co | 19876 | Virginia Electric & Power Co | 19876 | PJM Interconnection, LLC | PJM | SERC | SRVC | SERC Virginia/Carolina | PJM | 51 | 017 | Bath | 38.2089 | -79.8 | 0 |  | WAT | HYDRO |  | 0 | 2862 | [6 empty] | Yes |  |  | 0 | 0 | -768619.998 | -447766.998 |  |  |  | 0 | 0 | 0 | 0 | -- | 0 | 0 | 0 | 0 | 0 | 0 | 0 | -- |  |  |  |  | -- | [6 empty] | -- |  |  |  | 0 | 0 | 0 | -- | 0 | 0 | 0 | 0 |  |  |  | EIA | EIA | EIA | n/a | EIA | EIA |  | 0 | 0 | 0 | 0 | -768620 | 0 | 0 | 0 | 0 | 0 | 0 | 0 | -768620 | 0 | 0 | -768620
1 | AK | 7-Mile Ridge Wind Project | 60814 | Alaska Power and Telephone Co | 219 | Alaska Power and Telephone Co | 219 | Alaska Miscellaneous | NA | NA | AKMS | ASCC Miscellaneous |  | 02 | 240 | Southeast Fairbanks | 63.2107 | -143.2472 | 0 |  | WND | WIND |  |  | 1.8 | [20 empty] | -- | [7 empty] | -- |  |  |  |  | -- | [6 empty] | -- | [6 empty] | -- | 0 | 0 | [8 empty] | n/a
2 | AK | Agrium Kenai Nitrogen Operations | 54452 | Homer Electric Assn Inc | 19558 | Agrium US Inc | 179 | Alaska Miscellaneous | NA | ASCC | AKGD | ASCC Alaska Grid |  | 02 | 122 | Kenai Peninsula | 60.6732 | -151.3784 | 0 |  | NG | GAS |  |  | 21.6 |  |  | Yes | [17 empty] | -- | [7 empty] | -- |  |  |  |  | -- | [6 empty] | -- | [6 empty] | -- | [10 empty] | n/a
53 | AK | Hiilangaay Hydro | 59037 | Alaska Power and Telephone Co | 219 | Haida Energy, Inc. | 60222 | Alaska Miscellaneous | NA | ASCC | AKMS | ASCC Miscellaneous |  | 02 | 198 | Prince of Wales-Hyder | 55.2164 | -132.6036 | 0 |  | WAT | HYDRO |  |  | 5 | [20 empty] | -- | [7 empty] | -- |  |  |  |  | -- | [6 empty] | -- | [6 empty] | -- | 0 | 0 | [8 empty] | n/a
69 | AK | Klawock | 7466 |  | -9999 | Inside Passage Elec Coop, Inc | 18963 | Alaska Miscellaneous | NA | ASCC | AKMS | ASCC Miscellaneous |  | 02 | 198 | Prince of Wales-Hyder | 55.5578 | -132.9814 | 0 |  | DFO | OIL |  |  | 1.4 | [20 empty] | -- | [7 empty] | -- |  |  |  |  | -- | [6 empty] | -- | [6 empty] | -- | [10 empty] | n/a
76 | AK | Mahoney Lake Hydroelectric | 59027 | Ketchikan Public Utilities | 10210 | Ketchikan Electric Company | 60223 | Alaska Miscellaneous | NA | ASCC | AKMS | ASCC Miscellaneous |  | 02 | 130 | Ketchikan Gateway | 55.4194 | -131.5378 | 0 |  | WAT | HYDRO |  |  | 9.6 | [20 empty] | -- | [7 empty] | -- |  |  |  |  | -- | [6 empty] | -- | [6 empty] | -- | 0 | 0 | [8 empty] | n/a
95 | AK | Nunapitchuk | 6333 | Alaska Village Elec Coop, Inc | 221 | Alaska Village Elec Coop, Inc | 221 | Alaska Miscellaneous | NA | ASCC | AKMS | ASCC Miscellaneous |  | 02 | 050 | Bethel | 60.8959 | -162.4598 | 0 |  | DFO | OIL |  |  | 2.2 | [20 empty] | -- | [7 empty] | -- |  |  |  |  | -- | [6 empty] | -- | [6 empty] | -- | [10 empty] | n/a
124 | AK | St. Michael | 57061 | Alaska Village Elec Coop, Inc | 221 | Alaska Village Elec Coop, Inc | 221 | Alaska Miscellaneous | NA | ASCC | AKMS | ASCC Miscellaneous |  | 02 | 180 | Nome | 63.4775 | -162.0383 | 0 |  | DFO | OIL |  |  | 1.7 |  |  | Yes | [17 empty] | -- | [7 empty] | -- |  |  |  |  | -- | [6 empty] | -- | [6 empty] | -- | [10 empty] | n/a
128 | AK | Sweetheart Lake Hydroelectric Facility | 60588 | Alaska Electric Light&Power Co | 213 | Juneau Hydropower, Inc | 60349 | Alaska Miscellaneous | NA | NA | AKMS | ASCC Miscellaneous |  | 02 | 110 | Juneau | 57.9449 | -133.6867 | 0 |  | WAT | HYDRO |  |  | 19.8 | [20 empty] | -- | [7 empty] | -- |  |  |  |  | -- | [6 empty] | -- | [6 empty] | -- | 0 | 0 | [8 empty] | n/a
156 | AL | ANAD Solar Array | 60680 | Alabama Power Co | 195 | Alabama Power Co | 195 | Southern Company Services, Inc. - Trans | SOCO | SERC | SRSO | SERC South |  | 01 | 015 | Calhoun | 33.6267 | -85.9695 | 0 |  | SUN | SOLAR |  |  | 7.4 | [20 empty] | -- | [7 empty] | -- |  |  |  |  | -- | [6 empty] | -- | [6 empty] | -- | 0 | 0 | [8 empty] | n/a
157 | AL | APC1 | 7708 |  | -9999 | Alabama Power Co | 195 | Southern Company Services, Inc. - Trans | SOCO | SERC | SRSO | SERC South |  | 01 |  |  |  |  | 0 |  | NG | GAS |  |  | 270 | [20 empty] | -- | [7 empty] | -- |  |  |  |  | -- | [6 empty] | -- | [6 empty] | -- | [10 empty] | n/a
158 | AL | APC2 | 7876 |  | -9999 | Alabama Power Co | 195 | Southern Company Services, Inc. - Trans | SOCO | SERC | SRSO | SERC South |  | 01 |  |  |  |  | 0 |  | NG | GAS |  |  | 300 | [20 empty] | -- | [7 empty] | -- |  |  |  |  | -- | [6 empty] | -- | [6 empty] | -- | [10 empty] | n/a
159 | AL | APC3 | 7877 |  | -9999 | Alabama Power Co | 195 | Southern Company Services, Inc. - Trans | SOCO | SERC | SRSO | SERC South |  | 01 |  |  |  |  | 0 |  | NG | GAS |  |  | 200 | [20 empty] | -- | [7 empty] | -- |  |  |  |  | -- | [6 empty] | -- | [6 empty] | -- | [10 empty] | n/a
163 | AL | Bellefonte | 6150 | Tennessee Valley Authority | 18642 | Tennessee Valley Authority | 18642 | Tennessee Valley Authority | TVA | SERC | SRTV | SERC Tennessee Valley |  | 01 | 071 | Jackson | 34.7092 | -85.9278 | 0 |  | DFO | OIL |  |  | 14 | [20 empty] | -- | [7 empty] | -- |  |  |  |  | -- | [6 empty] | -- | [6 empty] | -- | [10 empty] | n/a
172 | AL | District 100 Transco Gas Pipe Line | 54743 | Alabama Power Co | 195 | Transcontinental Gas PL Corp | 19102 | Southern Company Services, Inc. - Trans | SOCO | SERC | SRSO | SERC South |  | 01 | 021 | Chilton | 32.6689 | -86.72 | 0 |  | WH | OTHF |  |  | 1.6 | [20 empty] | -- | [7 empty] | -- |  |  |  |  | -- | [6 empty] | -- | [6 empty] | -- | 0 | 0 | [8 empty] | n/a
176 | AL | Fort Rucker Solar Array | 60679 | Alabama Power Co | 195 | Alabama Power Co | 195 | Southern Company Services, Inc. - Trans | SOCO | SERC | SRSO | SERC South |  | 01 | 045 | Dale | 31.3311 | -85.7302 | 0 |  | SUN | SOLAR |  |  | 10.6 | [20 empty] | -- | [7 empty] | -- |  |  |  |  | -- | [6 empty] | -- | [6 empty] | -- | 0 | 0 | [8 empty] | n/a
196 | AL | LaFayette Solar Farm | 60583 | Alabama Power Co | 195 | AL Solar A, LLC | 60347 | Southern Company Services, Inc. - Trans | SOCO | SERC | SRSO | SERC South |  | 01 | 017 | Chambers | 32.8763 | -85.3882 | 0 |  | SUN | SOLAR |  |  | 79.2 | [20 empty] | -- | [7 empty] | -- |  |  |  |  | -- | [6 empty] | -- | [6 empty] | -- | 0 | 0 | [8 empty] | n/a
229 | AL | Widows Creek | 50 | Tennessee Valley Authority | 18642 | Tennessee Valley Authority | 18642 | Tennessee Valley Authority | TVA | SERC | SRTV | SERC Tennessee Valley |  | 01 | 071 | Jackson | 34.883 | -85.7553 | 8 | 2 | BIT | COAL |  |  | 1968.6 | [20 empty] | -- | [7 empty] | -- |  |  |  |  | -- | [6 empty] | -- | [6 empty] | -- | [10 empty] | n/a
233 | AR | Archer Daniels Midland Little Rock | 54311 | Entergy Arkansas Inc | 814 | Archer Daniels Midland Co | 772 | Midcontinent Independent Transmission System Operator, Inc.. | MISO | SERC | SRMV | SERC Mississippi Valley | MISO | 05 | 119 | Pulaski | 34.7 | -92.1997 | 0 |  | NG | GAS |  |  | 4 | [20 empty] | -- | [7 empty] | -- |  |  |  |  | -- | [6 empty] | -- | [6 empty] | -- | [10 empty] | n/a
241 | AR | Cecil Lynch | 167 | Entergy Arkansas Inc | 814 | Entergy Arkansas Inc | 814 | Midcontinent Independent Transmission System Operator, Inc.. | MISO | SERC | SRMV | SERC Mississippi Valley | MISO | 05 | 119 | Pulaski | 34.7535 | -92.1987 | 2 | 2 |  |  |  |  | 231 | [20 empty] | -- | [7 empty] | -- |  |  |  |  | -- | [6 empty] | -- | [6 empty] | -- | [10 empty] | n/a
254 | AR | Genova Arkansas I LLC | 55869 |  | -9999 | Southwestern Electric Power Co | 17698 | Southwest Power Pool | SWPP | SPP | SPSO | SPP South |  | 05 | 143 | Washington | 36.1861 | -94.2842 | 0 |  | NG | GAS |  |  | 631.4 | [20 empty] | -- | [7 empty] | -- |  |  |  |  | -- | [6 empty] | -- | [6 empty] | -- | [10 empty] | n/a
257 | AR | Hamilton Moses | 168 | Entergy Arkansas Inc | 814 | Entergy Arkansas Inc | 814 | Midcontinent Independent Transmission System Operator, Inc.. | MISO | SERC | SRMV | SERC Mississippi Valley | MISO | 05 | 123 | St Francis | 34.9806 | -90.8722 | 2 | 2 | NG | GAS |  |  | 138 | [20 empty] | -- | [7 empty] | -- |  |  |  |  | -- | [6 empty] | -- | [6 empty] | -- | [10 empty] | n/a